## Index
File Name: | Energy cashflow testing model - Jan 2022.xlsx
Project no.: | n/a
Project name: | SWEH project tools
Calculation title: | Energy Cashflow model - scenario testing
Revisions and checking
Revision | Description | Prepared by | Date | Checked by | Date | Check level
01 | Options appraisal of early stage renewable projects | CG | 2021-08-25 | AL | 2021-08-25 | A
Notes
This model has been prepared and is issued by the South West Energy Hub to support early stage revenue modelling for community energy groups, or those looking to fund projects using comminity finace. It should not be used for commercial gain or as the basis financial decision making. The model has been provided unlocked to assist further use - please contact swenergyhub@westofengland-ca.gov.uk if you require assistance using the model. Reliance on any information provided by the Energy Hub and its host West of England Combined Authority shall be taken entirely at the users own risk. **UPDATE: costs provided are dummy values for 2019 and will not fully reflect increases since the Covid-19 pandemic. Site specific quotes should be used wherever possible**
Key
Input cell
Value carried through to cashflow model

## User guide
Overview
This model is designed as a tool for the early stage sensitivity testing of revenue generation for renewable energy generation projects. It's focus is on generating a large number of scenarios (up to 120) simultaneously to allow for early stage scoping of options and an assessment of the relative risk of variables. Alongside conventional outputs, the focus on results is on the distribution of project revenues; this type of analysis can be especially useful for community projects where understanding of the fair distribution of revenues can more important than the IRR or NPV of a project. The model has been pre populated with values relevant to a dummy project developed in 2019 and should be replaced with site specific values; costs will vary significantly by site, scale and date of construction.
Scenarios
Up to 120 scenarios can be generated by changing inputs for up to 10 'sites' (or permutations of a single site) and 12 revenue sensitivities. Revenue sensitives include controls such as the export price of power or the change in annual yield. These sensitivities will fluctuate over a project life and so their impact on the model can be important to observe.
Viewing the active scenario
The details of a single scenario can be scrutinised in the cashflow tab. Selecting the scenario can be done at the top of the page - this does not impact the results tab which shows all outcomes simultaneously.
Interpreting results
The main results are an A3 printout of all scenarios showing annual revenue distribution for a typical year (example below). Other results are given in tabular format for onward analysis.
Scenario A | Community benefit fund |  | Shareholder dividends | Landlord fuel savings |  | Lease payments
Scenario B | Community benefit fund | Shareholder dividends |  |  | Landlord fuel savings |  | Lease payments
Annual revenue distribution (£)
Troubleshooting slow worksheets
This workbook uses data tables. Where left to run in the background these can affect performance on some machines. Follow these steps to improve calculation performance: Click File > Options > Formulas. In the Calculation options section, under Calculate, click Automatic except for data tables. Tip: Optionally, on the Formulas tab, click the arrow on Calculation Options, then click Automatic Except Data Tables (in the Calculation group). To manually recalculate model results, press F9 / FN+F9.

## Global assumptions
Input | Unit | Value | Comment
Global assumptions
General Inflation included in model |  | yes
General Inflation figure | % | 2.1% | RPI/CPI blend assumption
Model start date |  | 2022
Model life | years | 25
Discount rate |  | 3.5% | WACC
System assumptions |  |  | 4820
Project location |  | Bristol | Nearest location (or overwrite irradiance data below)
Panel orientation |  | South | Can be overwritted in energy generation tab where vaires by site
Panel irradiance | kWh/kW | 964 | Inclusive of ystem losses based on a 30 degree tilt angle (can be overwritten in energy generation tab)
PV panel degradation |  | 0.7% | Modelled on this basis, could be slightly higher IRL (and less linear in practice)
% generation loss due to maintenance or curtailment | % | 0.3% | Grid outages, maintanace etc, equivalent to 26 hours per year
Financing
Standard APR | % | 4% | Only used where specified in scenario modelling
Delayed shareholder interest payments | years | 2 | Only applicable for cummuntiy model where initial cashflow boost is required
Private wire customer - current unit rate | p/kWh | 14.04 | Variable rate only excluding standing charges (PV supply will not offset standing charges)
Grid supply after onsite and PPA use | % | 0% | Amount spilt to grid in excess of any PPA
Curtailed supply | % | 0% | Amount of power that cannot be sold in any market
Local authority financing options are set in sceario variables tab
Business rates |  |  | Simplified model assumes 100% BR exemption (i.e if VOA value is <£18,000)
Depreciation per year | % |  | Simplified model does not include P&L accounting or taxation
parent company pre tax costs | % of EBITDA |  | Excluded from simlified model
Corporation tax |  |  | Excluded from simlified model (zero for Bencom though would apply for CIC)
Community shares
Shareholder loan repayment period | years | 25 | Adjacent cell checks sufficient cashflow for target period --> | Ok
Year of first dividend payment | years | 2 | Increase where initial cashflow boost is required (increasing beyond 3 or 4 years may be unpallatable for investors)
Target shareholder interest payments are set in sceario variables tab

## Costs (by site)
PROJECT COSTS | Scenario in current cashflow model
| Site |  | 1 | 2 | 3 | 4 | 5 | 6 | 7 | 8 | 9 | 10
| Blank site 2 |  | 500kW, £500/acre | 500kW, £1000/acre | 300kW, £500/acre | 300kW, £1000/acre | 300kW, £500/acre (no export) | 300kW, £1000/acre (no export) | 500kW, £500/acre (no grant) | Blank site 2 | Blank site 3 | Blank site 4
COSTS | shorthand text for graphs |  | 500kW, low lease | 500kW, high lease | 300kW, low lease | 300kW, high lease | 300kW, low lease, no expot | 300kW, high lease, no export | 500kW, low lease, no grant
(assumed all in year 0)
Prelims (procurement, legal, surveys, PM, consultants) | 0 |  | 3000 | 3000 | 3000 | 3000 | 3000 | 3000 | 3000
Planning permission | 0 |  | 1200 | 1200 | 1200 | 1200 | 1200 | 1200 | 1200
Additional costs (£ - sensitivity testing scenario) | 0 |  | 1050 | 1050 | 1050 | 1050 | 1050 | 1050 | 1050
Total enabling cost | 0 |  | 5250 | 5250 | 5250 | 5250 | 5250 | 5250 | 5250 | 0 | 0 | 0
Main EPC contract | 0 |  | 375000 | 375000 | 225000 | 225000 | 225000 | 225000 | 375000
Addons (Welfare, bird mesh, etc) | 0 |  | 3600 | 3600 | 3600 | 3600 | 3600 | 3600 | 3600
Inverter 20 yr warranty | 0 |  | 3750 | 3750 | 2250 | 2250 | 2250 | 2250 | 3750 | 0 | 0 | 0
Grid connection costs (£ - year 0) | 0 |  | 5000 | 5000 | 5000 | 5000 | 5000 | 500 | 5000
Total capital cost cost (£) | 0 |  | 387350 | 387350 | 235850 | 235850 | 235850 | 231350 | 387350 | 0 | 0 | 0
Additional costs (£ - sesitivity testing scenario) | 0 |  | 95587.5 | 95587.5 | 57712.5 | 57712.5 | 57712.5 | 57712.5 | 95587.5
Total to be financed (£) | 0 |  | 488187.5 | 488187.5 | 298812.5 | 298812.5 | 298812.5 | 294312.5 | 488187.5 | 0 | 0 | 0
FINANCING - EQUITY
Enablement Grant (assume available in year 0) | 0 |  | 5250 | 5250 | 5250 | 5250 | 5250 | 5250 | 5250 | 0 | 0 | 0
Capital Grant (assume available in year 0) | 0 |  | 71185 | 71185 | 71185 | 71185 | 71185 | 71185 | 0
Capital costs to be financed through community share offer (£) | 0 |  | 200000 | 200000 | 200000 | 200000 | 200000 | 200000 | 200000 | 0 | 0 | 0
FINANCING - DEBT
Capital costs to be financed through senior loan (£) | 0 |  | 211752.5 | 211752.5 | 22377.5 | 22377.5 | 22377.5 | 17877.5 | 282937.5 | 0 | 0 | 0
Loan type | Standard APR |  | Standard APR | Standard APR | Standard APR | Standard APR | Standard APR | Standard APR | Standard APR | Standard APR | Standard APR | Standard APR
Loan term (years) | 0 |  | 10 | 10 | 10 | 10 | 10 | 10 | 10 | 0 | 0 | 0
Totals check | bar: 1 to 10
Loan check | bar: 1 to 10
LAND RENTAL
Ground mount schemes: Leased area (acres) | 0 |  | 2.75 | 2.75 | 1.65 | 1.65 | 1.65 | 1.65 | 1.65 | 0 | 0 | 0
Ground mount schemes: Site lease (£/ acre/yr.) | 0 |  | 500 | 1000 | 500 | 1000 | 500 | 1000 | 500
Ground mount schemes: lease cost (£/yr.) | 0 |  | 1375 | 2750 | 825 | 1650 | 825 | 1650 | 825 | 0 | 0 | 0
Other lease costs (roof or carpot schemes) | 0
Total lease cost (£/yr.) | 0 |  | 1375 | 2750 | 825 | 1650 | 825 | 1650 | 825 | 0 | 0 | 0
O&M
Input | Cost per year (£) |  | 1: Notes (these costs are dummy numbers and will vary significantly based on scale)
Asset management fee | 0 |  | 1: Assummes communtiy group maintain FOC
Bank management fee | 0 |  | 1: n/a, assumed done in house
Accounting and bookkeeping | 1000 |  | 1: 1-2k depending on complexity. Incl. bookkeeping, management accounts, VAT returns, stat accounts, covenant reporting, distribution recommendations, filing at companies house, etc
Other professional fees | 0 |  | 1: 2% allowance as a sinking fund for any future legal support
Metering and import | 0 |  | 1: MOP meter contract, import power (considered negligible for the scale of this project as 0MWh export limitation - will be lmore significant on other projects)
Grid charges | 350 |  | 1: Export meter contract assumption.
Insurance | 1500 |  | 1: Insuring the panels against physical damage and £10m of Public Liability. EL & business interruption cover (if community group and not overed elsewhere) would be additional ~£500
Business rates | 0 |  | 1: Understood 100% business rate exemption as Bencom
Service and maintenance agreement | 1489 |  | 1: Contract with installer for annual O&M works
Inverter warranty | 0 |  | 1: Upfront warrany included in capex - front loading is better value in this case
Contingency | 500 |  | 1: Allowance
Total before scenario testing | 0
Total after scenario testing | 0
Sense check (£/kW) | #DIV/0! |  | 1: See assumptions tab. As a ROT, under £10/kW is considered for a system up to 50kW. For larger schemes ( up to 1MW and >1MW), £8/kWp to £6/kWp may be possible.
Note on E30: [Threaded comment] Your version of Excel allows you to read this threaded comment; however, any edits to it will get removed if the file is opened in a newer version of Excel. Learn more: https://go.microsoft.com/fwlink/?linkid=870924 Comment: assume 5 acres per MW plus 10%

## Energy generation (by site)
POWER GENERATION | Scenario in current cashflow model
| Site | 1 | 2 | 3 | 4 | 5 | 6 | 7 | 8 | 9 | 10
| Blank site 2 | 500kW, £500/acre | 500kW, £1000/acre | 300kW, £500/acre | 300kW, £1000/acre | 300kW, £500/acre (no export) | 300kW, £1000/acre (no export) | 500kW, £500/acre (no grant) | Blank site 2 | Blank site 3 | Blank site 4
Generation - Rooftop PV
Generation capacity (kWp)
System efficiency (kWh/kW) |  | 964 | 964 | 964 | 964 | 964 | 964 | 964 | 964 | 964 | 964
Output (MWh/year) |  | 0 | 0 | 0 | 0 | 0 | 0 | 0 | 0 | 0 | 0
Generation - Ground Mounted PV
Generation capacity (kWp) |  | 500 | 500 | 300 | 300 | 300 | 300 | 300
System efficiency (kWh/kW) |  | 964 | 964 | 964 | 964 | 964 | 964 | 964 | 964 | 964 | 964
Output (MWh/year) |  | 482 | 482 | 289.2 | 289.2 | 289.2 | 289.2 | 289.2 | 0 | 0 | 0
Generation - Car Port PV
Generation capacity (kWp)
System efficiency (kWh/kW) |  | 964 | 964 | 964 | 964 | 964 | 964 | 964 | 964 | 964 | 964
Output (MWh/year) |  | 0 | 0 | 0 | 0 | 0 | 0 | 0 | 0 | 0 | 0
Total Power Generation
Total capacity (kWp) | 0 | 500 | 500 | 300 | 300 | 300 | 300 | 300 | 0 | 0 | 0
Total output (MWh/year) |  | 482 | 482 | 289.2 | 289.2 | 289.2 | 289.2 | 289.2 | 0 | 0 | 0
Total output (MWh/year) [sensitivity testing scenario] |  | 482 | 482 | 289.2 | 289.2 | 289.2 | 289.2 | 289.2 | 0 | 0 | 0
% generation used onsite |  | 71.5% | 71.5% | 71.5% | 71.5% | 89.4% | 89.4% | 89.4%
% generation used onsite [after sensitivity] |  | 71.5% | 71.5% | 71.5% | 71.5% | 89.4% | 89.4% | 89.4% | 0% | 0% | 0%
% generation exported via PPA |  | 28.5% | 28.5% | 28.5% | 28.5% | 10.6% | 10.6% | 10.6% | 100% | 100% | 100%
% of generation split to grid | bar: 1 to 10
% generation curtailed | bar: 1 to 10
Cashflow scenario
Power used onsite (MWh/year) | 0 | 344.63 | 344.63 | 206.778 | 206.778 | 258.5448 | 258.5448 | 258.5448 | 0 | 0 | 0
Power exported via PPA (MWh/year) | 0 | 137.37 | 137.37 | 82.422 | 82.422 | 30.6552 | 30.6552 | 30.6552 | 0 | 0 | 0
Power spilt to grid (MWh/year) | 0 | 0 | 0 | 0 | 0 | 0 | 0 | 0 | 0 | 0 | 0
HEAT GENERATION
Not included in this model. Available on request

## Revenue sensitivities
SCENARIO VARIABLES
Each scenario can be applied to each site in the cash flow tab, and is summariesed for all sites in the model results tab
|  | Scenario | 1 | 2 | 3 | 4 | 5 | 6 | 7 | 8 | 9 | 10 | 11 | 12
|  | In model (9p/kWh, high capex) | 9p/kWh, favourable capex | 9p/kWh, high capex | 10p/kWh, favourable capex | 10p/kWh, high capex | 12p/kWh, favourable capex | 12p/kWh, high capex | 9p/kWh, mid capex, high grid | 9p/kWh, high capex, high grid | 10p/kWh, mid capex, high grid | 10p/kWh, high capex, high grid | 12p/kWh, mid capex, high grid | 12p/kWh, high capex, high grid
|  | shorthand for graphs | 9p, low£ | 9p, low£ | 10p, low£ | 10p, high£ | 12p, low£ | 12p, low£ | 9p, mid£, grid+ | 9p, high£, grid+ | 10p, mid£, grid+ | 10p, high£, grid+ | 12p, mid£, grid+ | 12p, high£, grid+
Revenues (assumed unit charge, service charge & embeded benefits combined)
Year 1 Private wire price | p/kWh | 9 | 9 | 9 | 10 | 10 | 12 | 12 | 9 | 9 | 10 | 10 | 12 | 12
Year 1 export PPA price | p/kWh | 6 | 6 | 6 | 6 | 6 | 6 | 6 | 6 | 6 | 6 | 6 | 6 | 6
Year 1 Grid spill price | p/kWh | 5 | 5 | 5 | 5 | 5 | 5 | 5 | 5 | 5 | 5 | 5 | 5 | 5
Future energy price indexing |  | None | None | None | None | None | None | None | None | None | None | None | None | None
Sensitivities
% change in project costs(excl. grid) | % | 25% | 0% | 25% | 0% | 25% | 0% | 25% | 10% | 25% | 10% | 25% | 10% | 25%
% change in amount of power sold onsite | % | 0% | bar: 1 to 12
% change in grid costs | % | 0% | 0% | 0% | 0% | 0% | 0% | 0% | 400% | 400% | 400% | 400% | 400% | 400%
% change in OPEX | % | 0% | bar: 1 to 12
% change in annual yield | % | 0% | bar: 1 to 12
Community Shares
Target shareholder interest payments | % | 3% | bar: 1 to 12
KEY
input differs from scenario 1 (autoformat)
Note on B8: [Threaded comment] Your version of Excel allows you to read this threaded comment; however, any edits to it will get removed if the file is opened in a newer version of Excel. Learn more: https://go.microsoft.com/fwlink/?linkid=870924 Comment: this should be an estimate of the long term average for a PPA, discuounting any peaks or troughs in the short term market
Note on B9: [Threaded comment] Your version of Excel allows you to read this threaded comment; however, any edits to it will get removed if the file is opened in a newer version of Excel. Learn more: https://go.microsoft.com/fwlink/?linkid=870924 Comment: this should be an estimate of the long term average for a PPA, discuounting any peaks or troughs in the short term market

## Cash Flow Model
SITE | Blank site 2 |  |  |  | CHANGE ACTIVE SCENARIO HERE*
SENSITIVITY CASE | 9p/kWh, high capex | [5 empty] | *does not affect model result tabs
[28 empty] | Exceeds model life | Exceeds model life | Exceeds model life | Exceeds model life | Exceeds model life | Exceeds model life | Exceeds model life | Exceeds model life | Exceeds model life | Exceeds model life | Exceeds model life | Exceeds model life | Exceeds model life | Exceeds model life | Exceeds model life | Exceeds model life | Exceeds model life | Exceeds model life | Exceeds model life | Exceeds model life | Exceeds model life | Exceeds model life | Exceeds model life | Exceeds model life | Exceeds model life
|  | 2022 | 2023 | 2024 | 2025 | 2026 | 2027 | 2028 | 2029 | 2030 | 2031 | 2032 | 2033 | 2034 | 2035 | 2036 | 2037 | 2038 | 2039 | 2040 | 2041 | 2042 | 2043 | 2044 | 2045 | 2046 | 2047 | 2048 | 2049 | 2050 | 2051 | 2052 | 2053 | 2054 | 2055 | 2056 | 2057 | 2058 | 2059 | 2060 | 2061 | 2062 | 2063 | 2064 | 2065 | 2066 | 2067 | 2068 | 2069 | 2070 | 2071 | 2072
Year |  | 0 | 1 | 2 | 3 | 4 | 5 | 6 | 7 | 8 | 9 | 10 | 11 | 12 | 13 | 14 | 15 | 16 | 17 | 18 | 19 | 20 | 21 | 22 | 23 | 24 | 25 | 26 | 27 | 28 | 29 | 30 | 31 | 32 | 33 | 34 | 35 | 36 | 37 | 38 | 39 | 40 | 41 | 42 | 43 | 44 | 45 | 46 | 47 | 48 | 49 | 50
Price inflation factor |  | 1 | 1.021 | 1.0424 | 1.0643 | 1.0867 | 1.1095 | 1.1328 | 1.1566 | 1.1809 | 1.2057 | 1.231 | 1.2568 | 1.2832 | 1.3102 | 1.3377 | 1.3658 | 1.3945 | 1.4238 | 1.4537 | 1.4842 | 1.5154 | 1.5472 | 1.5797 | 1.6128 | 1.6467 | 1.6813 | 1.7166 | 1.7526 | 1.7895 | 1.827 | 1.8654 | 1.9046 | 1.9446 | 1.9854 | 2.0271 | 2.0697 | 2.1131 | 2.1575 | 2.2028 | 2.2491 | 2.2963 | 2.3445 | 2.3938 | 2.444 | 2.4954 | 2.5478 | 2.6013 | 2.6559 | 2.7117 | 2.7686 | 2.8267
Discount Factor |  | 1 | 0.96618 | 0.93351 | 0.90194 | 0.87144 | 0.84197 | 0.8135 | 0.78599 | 0.75941 | 0.73373 | 0.70892 | 0.68495 | 0.66178 | 0.6394 | 0.61778 | 0.59689 | 0.57671 | 0.5572 | 0.53836 | 0.52016 | 0.50257 | 0.48557 | 0.46915 | 0.45329 | 0.43796 | 0.42315 | 0.40884 | 0.39501 | 0.38165 | 0.36875 | 0.35628 | 0.34423 | 0.33259 | 0.32134 | 0.31048 | 0.29998 | 0.28983 | 0.28003 | 0.27056 | 0.26141 | 0.25257 | 0.24403 | 0.23578 | 0.22781 | 0.2201 | 0.21266 | 0.20547 | 0.19852 | 0.19181 | 0.18532 | 0.17905
PV degradation factor |  |  | 1 | 0.993 | 0.986 | 0.979 | 0.972 | 0.965 | 0.958 | 0.951 | 0.944 | 0.937 | 0.93 | 0.923 | 0.916 | 0.909 | 0.902 | 0.895 | 0.888 | 0.881 | 0.874 | 0.867 | 0.86 | 0.853 | 0.846 | 0.839 | 0.832 | 0.825 | 0.818 | 0.811 | 0.804 | 0.797 | 0.79 | 0.783 | 0.776 | 0.769 | 0.762 | 0.755 | 0.748 | 0.741 | 0.734 | 0.727 | 0.72 | 0.713 | 0.706 | 0.699 | 0.692 | 0.685 | 0.678 | 0.671 | 0.664 | 0.657
Energy generation
Electricity sales - direct (MWh) | 0 |  | 0 | 0 | 0 | 0 | 0 | 0 | 0 | 0 | 0 | 0 | 0 | 0 | 0 | 0 | 0 | 0 | 0 | 0 | 0 | 0 | 0 | 0 | 0 | 0 | 0 | 0 | 0 | 0 | 0 | 0 | 0 | 0 | 0 | 0 | 0 | 0 | 0 | 0 | 0 | 0 | 0 | 0 | 0 | 0 | 0 | 0 | 0 | 0 | 0 | 0
Electricity sales - PPA (MWh) | 0 |  | 0 | 0 | 0 | 0 | 0 | 0 | 0 | 0 | 0 | 0 | 0 | 0 | 0 | 0 | 0 | 0 | 0 | 0 | 0 | 0 | 0 | 0 | 0 | 0 | 0 | 0 | 0 | 0 | 0 | 0 | 0 | 0 | 0 | 0 | 0 | 0 | 0 | 0 | 0 | 0 | 0 | 0 | 0 | 0 | 0 | 0 | 0 | 0 | 0 | 0
Electricity sales - grid export (MWh) | 0 |  | 0 | 0 | 0 | 0 | 0 | 0 | 0 | 0 | 0 | 0 | 0 | 0 | 0 | 0 | 0 | 0 | 0 | 0 | 0 | 0 | 0 | 0 | 0 | 0 | 0 | 0 | 0 | 0 | 0 | 0 | 0 | 0 | 0 | 0 | 0 | 0 | 0 | 0 | 0 | 0 | 0 | 0 | 0 | 0 | 0 | 0 | 0 | 0 | 0 | 0
REVENUES
Electricity sales - direct (£) | 0 |  | 0 | 0 | 0 | 0 | 0 | 0 | 0 | 0 | 0 | 0 | 0 | 0 | 0 | 0 | 0 | 0 | 0 | 0 | 0 | 0 | 0 | 0 | 0 | 0 | 0 | 0 | 0 | 0 | 0 | 0 | 0 | 0 | 0 | 0 | 0 | 0 | 0 | 0 | 0 | 0 | 0 | 0 | 0 | 0 | 0 | 0 | 0 | 0 | 0 | 0
Electricity sales - PPA (£) |  |  | 0 | 0 | 0 | 0 | 0 | 0 | 0 | 0 | 0 | 0 | 0 | 0 | 0 | 0 | 0 | 0 | 0 | 0 | 0 | 0 | 0 | 0 | 0 | 0 | 0 | 0 | 0 | 0 | 0 | 0 | 0 | 0 | 0 | 0 | 0 | 0 | 0 | 0 | 0 | 0 | 0 | 0 | 0 | 0 | 0 | 0 | 0 | 0 | 0 | 0
Electricity sales - grid export (£) | 0 |  | 0 | 0 | 0 | 0 | 0 | 0 | 0 | 0 | 0 | 0 | 0 | 0 | 0 | 0 | 0 | 0 | 0 | 0 | 0 | 0 | 0 | 0 | 0 | 0 | 0 | 0 | 0 | 0 | 0 | 0 | 0 | 0 | 0 | 0 | 0 | 0 | 0 | 0 | 0 | 0 | 0 | 0 | 0 | 0 | 0 | 0 | 0 | 0 | 0 | 0
FIXED & VARIABLE COSTS
O&M | 0 |  | 0 | 0 | 0 | 0 | 0 | 0 | 0 | 0 | 0 | 0 | 0 | 0 | 0 | 0 | 0 | 0 | 0 | 0 | 0 | 0 | 0 | 0 | 0 | 0 | 0 | 0 | 0 | 0 | 0 | 0 | 0 | 0 | 0 | 0 | 0 | 0 | 0 | 0 | 0 | 0 | 0 | 0 | 0 | 0 | 0 | 0 | 0 | 0 | 0 | 0
Site lease | 0 |  | 0 | 0 | 0 | 0 | 0 | 0 | 0 | 0 | 0 | 0 | 0 | 0 | 0 | 0 | 0 | 0 | 0 | 0 | 0 | 0 | 0 | 0 | 0 | 0 | 0 | 0 | 0 | 0 | 0 | 0 | 0 | 0 | 0 | 0 | 0 | 0 | 0 | 0 | 0 | 0 | 0 | 0 | 0 | 0 | 0 | 0 | 0 | 0 | 0 | 0
Inverter replacement fund |  | 2023 1: n/a: covered by 20 year inverter warranty
Decommissioning sinking fund |  | 2023 1: n/a
CASHFLOWS
EBITDA | 0 |  | 0 | 0 | 0 | 0 | 0 | 0 | 0 | 0 | 0 | 0 | 0 | 0 | 0 | 0 | 0 | 0 | 0 | 0 | 0 | 0 | 0 | 0 | 0 | 0 | 0 | 0 | 0 | 0 | 0 | 0 | 0 | 0 | 0 | 0 | 0 | 0 | 0 | 0 | 0 | 0 | 0 | 0 | 0 | 0 | 0 | 0 | 0 | 0 | 0 | 0
Project cost | 0 | 2022 0: 0
Grant funding | 0 | 2022 0: 0
Cashflows before finance |  | 0 | 0 | 0 | 0 | 0 | 0 | 0 | 0 | 0 | 0 | 0 | 0 | 0 | 0 | 0 | 0 | 0 | 0 | 0 | 0 | 0 | 0 | 0 | 0 | 0 | 0 | 0 | 0 | 0 | 0 | 0 | 0 | 0 | 0 | 0 | 0 | 0 | 0 | 0 | 0 | 0 | 0 | 0 | 0 | 0 | 0 | 0 | 0 | 0 | 0 | 0
Debt drawings | 0 | 2022 0: 0
Debt services | 0 | 0 | 0 | 0 | 0 | 0 | 0 | 0 | 0 | 0 | 0 | 0 | 0 | 0 | 0 | 0 | 0 | 0 | 0 | 0 | 0 | 0 | 0 | 0 | 0 | 0 | 0 | 0 | 0 | 0 | 0 | 0 | 0 | 0 | 0 | 0 | 0 | 0 | 0 | 0 | 0 | 0 | 0 | 0 | 0 | 0 | 0 | 0 | 0 | 0 | 0 | 0
DSCR total
Cashflow after finance |  | 0 | 0 | 0 | 0 | 0 | 0 | 0 | 0 | 0 | 0 | 0 | 0 | 0 | 0 | 0 | 0 | 0 | 0 | 0 | 0 | 0 | 0 | 0 | 0 | 0 | 0 | 0 | 0 | 0 | 0 | 0 | 0 | 0 | 0 | 0 | 0 | 0 | 0 | 0 | 0 | 0 | 0 | 0 | 0 | 0 | 0 | 0 | 0 | 0 | 0 | 0
Shareholder Equity | 0 | 2022 0: 0
Shareholders’ Loan | 0 |  | 0 | 0 | 0 | 0 | 0 | 0 | 0 | 0 | 0 | 0 | 0 | 0 | 0 | 0 | 0 | 0 | 0 | 0 | 0 | 0 | 0 | 0 | 0 | 0 | 0 | 0 | 0 | 0 | 0 | 0 | 0 | 0 | 0 | 0 | 0 | 0 | 0 | 0 | 0 | 0 | 0 | 0 | 0 | 0 | 0 | 0 | 0 | 0 | 0 | 0
Shareholder interest repayments | 0 |  | 0 | 0 | 0 | 0 | 0 | 0 | 0 | 0 | 0 | 0 | 0 | 0 | 0 | 0 | 0 | 0 | 0 | 0 | 0 | 0 | 0 | 0 | 0 | 0 | 0 | 0 | 0 | 0 | 0 | 0 | 0 | 0 | 0 | 0 | 0 | 0 | 0 | 0 | 0 | 0 | 0 | 0 | 0 | 0 | 0 | 0 | 0 | 0 | 0 | 0
Annual shareholder return | bar: 2023 1 to 2047 25
Cumulative principle payment fund | ok |  | 0 | 0 | 0 | 0 | 0 | 0 | 0 | 0 | 0 | 0 | 0 | 0 | 0 | 0 | 0 | 0 | 0 | 0 | 0 | 0 | 0 | 0 | 0 | 0 | 0 | 0 | 0 | 0 | 0 | 0 | 0 | 0 | 0 | 0 | 0 | 0 | 0 | 0 | 0 | 0 | 0 | 0 | 0 | 0 | 0 | 0 | 0 | 0 | 0 | 0 | 0
Free cashflow / community benefit fund | 0 |  | 0 | 0 | 0 | 0 | 0 | 0 | 0 | 0 | 0 | 0 | 0 | 0 | 0 | 0 | 0 | 0 | 0 | 0 | 0 | 0 | 0 | 0 | 0 | 0 | 0 | 0 | 0 | 0 | 0 | 0 | 0 | 0 | 0 | 0 | 0 | 0 | 0 | 0 | 0 | 0 | 0 | 0 | 0 | 0 | 0 | 0 | 0 | 0 | 0 | 0
Cumulative free cashflow / community benefit fund | 0 |  | 0 | 0 | 0 | 0 | 0 | 0 | 0 | 0 | 0 | 0 | 0 | 0 | 0 | 0 | 0 | 0 | 0 | 0 | 0 | 0 | 0 | 0 | 0 | 0 | 0 | 0 | 0 | 0 | 0 | 0 | 0 | 0 | 0 | 0 | 0 | 0 | 0 | 0 | 0 | 0 | 0 | 0 | 0 | 0 | 0 | 0 | 0 | 0 | 0 | 0
Project IRR | n/a
Project NPV @3.5% | 0
Equity NPV (before shareholder payments) @3.5% | 0
Free cashflow / community benefit fund (£/yr.)
Av. annual shareholder return | 0%
Auxiliary calcs & data tables
Power prices incl indexing and inflation
Energy price index on year 0 price |  |  | 100% | 100% | 100% | 100% | 100% | 100% | 100% | 100% | 100% | 100% | 100% | 100% | 100% | 100% | 100% | 100% | 100% | 100% | 100% | 100% | 100% | 100% | 100% | 100% | 100% | 100% | 100% | 100% | 100% | 100% | 100% | 100% | 100% | 100% | 100% | 100% | 100% | 100% | 100% | 100% | 100% | 100% | 100% | 100% | 100% | 100% | 100% | 100% | 100% | 100%
Private wire price | £/MWh |  | 90 | 90 | 90 | 90 | 90 | 90 | 90 | 90 | 90 | 90 | 90 | 90 | 90 | 90 | 90 | 90 | 90 | 90 | 90 | 90 | 90 | 90 | 90 | 90 | 90 | 90 | 90 | 90 | 90 | 90 | 90 | 90 | 90 | 90 | 90 | 90 | 90 | 90 | 90 | 90 | 90 | 90 | 90 | 90 | 90 | 90 | 90 | 90 | 90 | 90
PPA price | £/MWh |  | 60 | 60 | 60 | 60 | 60 | 60 | 60 | 60 | 60 | 60 | 60 | 60 | 60 | 60 | 60 | 60 | 60 | 60 | 60 | 60 | 60 | 60 | 60 | 60 | 60 | 60 | 60 | 60 | 60 | 60 | 60 | 60 | 60 | 60 | 60 | 60 | 60 | 60 | 60 | 60 | 60 | 60 | 60 | 60 | 60 | 60 | 60 | 60 | 60 | 60
Grid spill (SEG) price | £/MWh |  | 50 | 50 | 50 | 50 | 50 | 50 | 50 | 50 | 50 | 50 | 50 | 50 | 50 | 50 | 50 | 50 | 50 | 50 | 50 | 50 | 50 | 50 | 50 | 50 | 50 | 50 | 50 | 50 | 50 | 50 | 50 | 50 | 50 | 50 | 50 | 50 | 50 | 50 | 50 | 50 | 50 | 50 | 50 | 50 | 50 | 50 | 50 | 50 | 50 | 50
IRR for undiscounted cashflow
n/a | 500kW, £500/acre | 2022 0: 500kW, £1000/acre; 2023 1: 300kW, £500/acre; 2024 2: 300kW, £1000/acre; 2025 3: 300kW, £500/acre (no export); 2026 4: 300kW, £1000/acre (no export); 2027 5: 500kW, £500/acre (no grant); 2028 6: Blank site 2; 2029 7: Blank site 3; 2030 8: Blank site 4
9p/kWh, favourable capex | 10.42% | 2022 0: 9.838%; 2023 1: 10.78%; 2024 2: 10.11%; 2025 3: 11.91%; 2026 4: 11.63%; 2027 5: 2.786%; 2028 6: n/a; 2029 7: n/a; 2030 8: n/a
9p/kWh, high capex | 7.354% | 2022 0: 6.851%; 2023 1: 7.247%; 2024 2: 6.68%; 2025 3: 8.188%; 2026 4: 7.871%; 2027 5: 0.9975%; 2028 6: n/a; 2029 7: n/a; 2030 8: n/a
10p/kWh, favourable capex | 11.73% | 2022 0: 11.17%; 2023 1: 12.28%; 2024 2: 11.64%; 2025 3: 13.73%; 2026 4: 13.52%; 2027 5: 3.91%; 2028 6: n/a; 2029 7: n/a; 2030 8: n/a
10p/kWh, high capex | 8.468% | 2022 0: 7.988%; 2023 1: 8.492%; 2024 2: 7.957%; 2025 3: 9.684%; 2026 4: 9.417%; 2027 5: 2.024%; 2028 6: n/a; 2029 7: n/a; 2030 8: n/a
12p/kWh, favourable capex | 14.24% | 2022 0: 13.71%; 2023 1: 15.14%; 2024 2: 14.54%; 2025 3: 17.21%; 2026 4: 17.11%; 2027 5: 5.953%; 2028 6: n/a; 2029 7: n/a; 2030 8: n/a
12p/kWh, high capex | 10.57% | 2022 0: 10.13%; 2023 1: 10.83%; 2024 2: 10.34%; 2025 3: 12.49%; 2026 4: 12.3%; 2027 5: 3.872%; 2028 6: n/a; 2029 7: n/a; 2030 8: n/a
9p/kWh, mid capex, high grid | 8.403% | 2022 0: 7.873%; 2023 1: 7.991%; 2024 2: 7.404%; 2025 3: 8.97%; 2026 4: 9.762%; 2027 5: 1.632%; 2028 6: n/a; 2029 7: n/a; 2030 8: n/a
9p/kWh, high capex, high grid | 6.852% | 2022 0: 6.361%; 2023 1: 6.345%; 2024 2: 5.802%; 2025 3: 7.243%; 2026 4: 7.77%; 2027 5: 0.6851%; 2028 6: n/a; 2029 7: n/a; 2030 8: n/a
10p/kWh, mid capex, high grid | 9.58% | 2022 0: 9.075%; 2023 1: 9.286%; 2024 2: 8.731%; 2025 3: 10.53%; 2026 4: 11.47%; 2027 5: 2.691%; 2028 6: n/a; 2029 7: n/a; 2030 8: n/a
10p/kWh, high capex, high grid | 7.936% | 2022 0: 7.469%; 2023 1: 7.532%; 2024 2: 7.021%; 2025 3: 8.665%; 2026 4: 9.308%; 2027 5: 1.696%; 2028 6: n/a; 2029 7: n/a; 2030 8: n/a
12p/kWh, mid capex, high grid | 11.82% | 2022 0: 11.34%; 2023 1: 11.73%; 2024 2: 11.21%; 2025 3: 13.47%; 2026 4: 14.7%; 2027 5: 4.605%; 2028 6: n/a; 2029 7: n/a; 2030 8: n/a
12p/kWh, high capex, high grid | 9.98% | 2022 0: 9.548%; 2023 1: 9.75%; 2024 2: 9.283%; 2025 3: 11.32%; 2026 4: 12.18%; 2027 5: 3.512%; 2028 6: n/a; 2029 7: n/a; 2030 8: n/a
Annual com. benefit fund (£)
0 | 500kW, £500/acre | 2022 0: 500kW, £1000/acre; 2023 1: 300kW, £500/acre; 2024 2: 300kW, £1000/acre; 2025 3: 300kW, £500/acre (no export); 2026 4: 300kW, £1000/acre (no export); 2027 5: 500kW, £500/acre (no grant); 2028 6: Blank site 2; 2029 7: Blank site 3; 2030 8: Blank site 4
9p/kWh, favourable capex | 18470.8609 | 2022 0: 16649.0494; 2023 1: 8882.2862; 2024 2: 7789.1993; 2025 3: 10709.5879; 2026 4: 9926.101; 2027 5: 5635.9277; 2028 6: 0; 2029 7: 0; 2030 8: 0
9p/kWh, high capex | 15784.8961 | 2022 0: 14580.7848; 2023 1: 5347.661; 2024 2: 4254.5741; 2025 3: 7174.9626; 2026 4: 6303.7994; 2027 5: 5635.9277; 2028 6: 0; 2029 7: 0; 2030 8: 0
10p/kWh, favourable capex | 22525.8599 | 2022 0: 20704.0485; 2023 1: 11315.2856; 2024 2: 10222.1987; 2025 3: 13751.6878; 2026 4: 12968.2009; 2027 5: 7578.2469; 2028 6: 0; 2029 7: 0; 2030 8: 0
10p/kWh, high capex | 18454.7858 | 2022 0: 17190.7311; 2023 1: 7780.6604; 2024 2: 6687.5735; 2025 3: 10217.0626; 2026 4: 9345.8994; 2027 5: 7578.2469; 2028 6: 0; 2029 7: 0; 2030 8: 0
12p/kWh, favourable capex | 30635.8579 | 2022 0: 28814.0465; 2023 1: 16181.2844; 2024 2: 15088.1976; 2025 3: 19835.8877; 2026 4: 19052.4009; 2027 5: 11462.8853; 2028 6: 0; 2029 7: 0; 2030 8: 0
12p/kWh, high capex | 25921.8287 | 2022 0: 24100.0172; 2023 1: 12646.6592; 2024 2: 11553.5723; 2025 3: 16301.2625; 2026 4: 15430.0993; 2027 5: 11462.8853; 2028 6: 0; 2029 7: 0; 2030 8: 0
9p/kWh, mid capex, high grid | 15956.3179 | 2022 0: 14648.0325; 2023 1: 6069.0363; 2024 2: 4975.9494; 2025 3: 7896.3379; 2026 4: 8200.253; 2027 5: 5635.9277; 2028 6: 0; 2029 7: 0; 2030 8: 0
9p/kWh, high capex, high grid | 15784.8961 | 2022 0: 14580.7848; 2023 1: 4639.8358; 2024 2: 3881.7874; 2025 3: 6188.8832; 2026 4: 6205.1667; 2027 5: 5635.9277; 2028 6: 0; 2029 7: 0; 2030 8: 0
10p/kWh, mid capex, high grid | 19653.9206 | 2022 0: 17851.0623; 2023 1: 8502.0357; 2024 2: 7408.9488; 2025 3: 10938.4379; 2026 4: 11242.3529; 2027 5: 7578.2469; 2028 6: 0; 2029 7: 0; 2030 8: 0
10p/kWh, high capex, high grid | 18373.9308 | 2022 0: 17169.8196; 2023 1: 6794.3328; 2024 2: 5720.2871; 2025 3: 9230.735; 2026 4: 9247.2666; 2027 5: 7578.2469; 2028 6: 0; 2029 7: 0; 2030 8: 0
12p/kWh, mid capex, high grid | 27763.9187 | 2022 0: 25942.1072; 2023 1: 13368.0345; 2024 2: 12274.9476; 2025 3: 17022.6378; 2026 4: 17326.5529; 2027 5: 11462.8853; 2028 6: 0; 2029 7: 0; 2030 8: 0
12p/kWh, high capex, high grid | 24935.5011 | 2022 0: 23135.4613; 2023 1: 11660.3316; 2024 2: 10567.2448; 2025 3: 15314.9349; 2026 4: 15331.4666; 2027 5: 11462.8853; 2028 6: 0; 2029 7: 0; 2030 8: 0
Annual shareholder dividends
0 | 500kW, £500/acre | 2022 0: 500kW, £1000/acre; 2023 1: 300kW, £500/acre; 2024 2: 300kW, £1000/acre; 2025 3: 300kW, £500/acre (no export); 2026 4: 300kW, £1000/acre (no export); 2027 5: 500kW, £500/acre (no grant); 2028 6: Blank site 2; 2029 7: Blank site 3; 2030 8: Blank site 4
9p/kWh, favourable capex | 6000 | 2022 0: 6000; 2023 1: 4939.95; 2024 2: 4939.95; 2025 3: 4939.95; 2026 4: 4804.95; 2027 5: 0; 2028 6: 0; 2029 7: 0; 2030 8: 0
9p/kWh, high capex | 113.863 | 2022 0: 0; 2023 1: 6000; 2024 2: 6000; 2025 3: 6000; 2026 4: 6000; 2027 5: 0; 2028 6: 0; 2029 7: 0; 2030 8: 0
10p/kWh, favourable capex | 6000 | 2022 0: 6000; 2023 1: 4939.95; 2024 2: 4939.95; 2025 3: 4939.95; 2026 4: 4804.95; 2027 5: 0; 2028 6: 0; 2029 7: 0; 2030 8: 0
10p/kWh, high capex | 3752.4025 | 2022 0: 2226.8351; 2023 1: 6000; 2024 2: 6000; 2025 3: 6000; 2026 4: 6000; 2027 5: 0; 2028 6: 0; 2029 7: 0; 2030 8: 0
12p/kWh, favourable capex | 6000 | 2022 0: 6000; 2023 1: 4939.95; 2024 2: 4939.95; 2025 3: 4939.95; 2026 4: 4804.95; 2027 5: 0; 2028 6: 0; 2029 7: 0; 2030 8: 0
12p/kWh, high capex | 6000 | 2022 0: 6000; 2023 1: 6000; 2024 2: 6000; 2025 3: 6000; 2026 4: 6000; 2027 5: 0; 2028 6: 0; 2029 7: 0; 2030 8: 0
9p/kWh, mid capex, high grid | 4719.088 | 2022 0: 3193.5206; 2023 1: 6000; 2024 2: 6000; 2025 3: 6000; 2026 4: 5557.5; 2027 5: 0; 2028 6: 0; 2029 7: 0; 2030 8: 0
9p/kWh, high capex, high grid | 0 | 2022 0: 0; 2023 1: 5026.9667; 2024 2: 4111.6263; 2025 3: 6000; 2026 4: 6000; 2027 5: 0; 2028 6: 0; 2029 7: 0; 2030 8: 0
10p/kWh, mid capex, high grid | 6000 | 2022 0: 6000; 2023 1: 6000; 2024 2: 6000; 2025 3: 6000; 2026 4: 5557.5; 2027 5: 0; 2028 6: 0; 2029 7: 0; 2030 8: 0
10p/kWh, high capex, high grid | 1286.5836 | 2022 0: 0; 2023 1: 6000; 2024 2: 6000; 2025 3: 6000; 2026 4: 6000; 2027 5: 0; 2028 6: 0; 2029 7: 0; 2030 8: 0
12p/kWh, mid capex, high grid | 6000 | 2022 0: 6000; 2023 1: 6000; 2024 2: 6000; 2025 3: 6000; 2026 4: 5557.5; 2027 5: 0; 2028 6: 0; 2029 7: 0; 2030 8: 0
12p/kWh, high capex, high grid | 6000 | 2022 0: 6000; 2023 1: 6000; 2024 2: 6000; 2025 3: 6000; 2026 4: 6000; 2027 5: 0; 2028 6: 0; 2029 7: 0; 2030 8: 0
Av. annual shareholder return
0% | 500kW, £500/acre | 2022 0: 500kW, £1000/acre; 2023 1: 300kW, £500/acre; 2024 2: 300kW, £1000/acre; 2025 3: 300kW, £500/acre (no export); 2026 4: 300kW, £1000/acre (no export); 2027 5: 500kW, £500/acre (no grant); 2028 6: Blank site 2; 2029 7: Blank site 3; 2030 8: Blank site 4
9p/kWh, favourable capex | 3% | 2022 0: 3%; 2023 1: 3%; 2024 2: 3%; 2025 3: 3%; 2026 4: 3%; 2027 5: 1.875%; 2028 6: 0%; 2029 7: 0%; 2030 8: 0%
9p/kWh, high capex | 2.02% | 2022 0: 1.888%; 2023 1: 3%; 2024 2: 3%; 2025 3: 3%; 2026 4: 3%; 2027 5: 1.875%; 2028 6: 0%; 2029 7: 0%; 2030 8: 0%
10p/kWh, favourable capex | 3% | 2022 0: 3%; 2023 1: 3%; 2024 2: 3%; 2025 3: 3%; 2026 4: 3%; 2027 5: 1.875%; 2028 6: 0%; 2029 7: 0%; 2030 8: 0%
10p/kWh, high capex | 2.665% | 2022 0: 2.375%; 2023 1: 3%; 2024 2: 3%; 2025 3: 3%; 2026 4: 3%; 2027 5: 1.875%; 2028 6: 0%; 2029 7: 0%; 2030 8: 0%
12p/kWh, favourable capex | 3% | 2022 0: 3%; 2023 1: 3%; 2024 2: 3%; 2025 3: 3%; 2026 4: 3%; 2027 5: 1.875%; 2028 6: 0%; 2029 7: 0%; 2030 8: 0%
12p/kWh, high capex | 3% | 2022 0: 3%; 2023 1: 3%; 2024 2: 3%; 2025 3: 3%; 2026 4: 3%; 2027 5: 1.875%; 2028 6: 0%; 2029 7: 0%; 2030 8: 0%
9p/kWh, mid capex, high grid | 2.814% | 2022 0: 2.546%; 2023 1: 3%; 2024 2: 3%; 2025 3: 3%; 2026 4: 3%; 2027 5: 1.875%; 2028 6: 0%; 2029 7: 0%; 2030 8: 0%
9p/kWh, high capex, high grid | 1.875% | 2022 0: 1.875%; 2023 1: 2.855%; 2024 2: 2.68%; 2025 3: 3%; 2026 4: 3%; 2027 5: 1.875%; 2028 6: 0%; 2029 7: 0%; 2030 8: 0%
10p/kWh, mid capex, high grid | 3% | 2022 0: 2.99%; 2023 1: 3%; 2024 2: 3%; 2025 3: 3%; 2026 4: 3%; 2027 5: 1.875%; 2028 6: 0%; 2029 7: 0%; 2030 8: 0%
10p/kWh, high capex, high grid | 2.207% | 2022 0: 1.986%; 2023 1: 3%; 2024 2: 2.99%; 2025 3: 3%; 2026 4: 3%; 2027 5: 1.875%; 2028 6: 0%; 2029 7: 0%; 2030 8: 0%
12p/kWh, mid capex, high grid | 3% | 2022 0: 3%; 2023 1: 3%; 2024 2: 3%; 2025 3: 3%; 2026 4: 3%; 2027 5: 1.875%; 2028 6: 0%; 2029 7: 0%; 2030 8: 0%
12p/kWh, high capex, high grid | 3% | 2022 0: 2.989%; 2023 1: 3%; 2024 2: 3%; 2025 3: 3%; 2026 4: 3%; 2027 5: 1.875%; 2028 6: 0%; 2029 7: 0%; 2030 8: 0%
yr 1 power sales
0 | 500kW, £500/acre | 2022 0: 500kW, £1000/acre; 2023 1: 300kW, £500/acre; 2024 2: 300kW, £1000/acre; 2025 3: 300kW, £500/acre (no export); 2026 4: 300kW, £1000/acre (no export); 2027 5: 500kW, £500/acre (no grant); 2028 6: Blank site 2; 2029 7: Blank site 3; 2030 8: Blank site 4
9p/kWh, favourable capex | 31668.0507 | 2022 0: 31668.0507; 2023 1: 19000.8304; 2024 2: 19000.8304; 2025 3: 23757.6817; 2026 4: 23757.6817; 2027 5: 23757.6817; 2028 6: 0; 2029 7: 0; 2030 8: 0
9p/kWh, high capex | 31668.0507 | 2022 0: 31668.0507; 2023 1: 19000.8304; 2024 2: 19000.8304; 2025 3: 23757.6817; 2026 4: 23757.6817; 2027 5: 23757.6817; 2028 6: 0; 2029 7: 0; 2030 8: 0
10p/kWh, favourable capex | 35186.723 | 2022 0: 35186.723; 2023 1: 21112.0338; 2024 2: 21112.0338; 2025 3: 26397.4241; 2026 4: 26397.4241; 2027 5: 26397.4241; 2028 6: 0; 2029 7: 0; 2030 8: 0
10p/kWh, high capex | 35186.723 | 2022 0: 35186.723; 2023 1: 21112.0338; 2024 2: 21112.0338; 2025 3: 26397.4241; 2026 4: 26397.4241; 2027 5: 26397.4241; 2028 6: 0; 2029 7: 0; 2030 8: 0
12p/kWh, favourable capex | 42224.0676 | 2022 0: 42224.0676; 2023 1: 25334.4406; 2024 2: 25334.4406; 2025 3: 31676.9089; 2026 4: 31676.9089; 2027 5: 31676.9089; 2028 6: 0; 2029 7: 0; 2030 8: 0
12p/kWh, high capex | 42224.0676 | 2022 0: 42224.0676; 2023 1: 25334.4406; 2024 2: 25334.4406; 2025 3: 31676.9089; 2026 4: 31676.9089; 2027 5: 31676.9089; 2028 6: 0; 2029 7: 0; 2030 8: 0
9p/kWh, mid capex, high grid | 31668.0507 | 2022 0: 31668.0507; 2023 1: 19000.8304; 2024 2: 19000.8304; 2025 3: 23757.6817; 2026 4: 23757.6817; 2027 5: 23757.6817; 2028 6: 0; 2029 7: 0; 2030 8: 0
9p/kWh, high capex, high grid | 31668.0507 | 2022 0: 31668.0507; 2023 1: 19000.8304; 2024 2: 19000.8304; 2025 3: 23757.6817; 2026 4: 23757.6817; 2027 5: 23757.6817; 2028 6: 0; 2029 7: 0; 2030 8: 0
10p/kWh, mid capex, high grid | 35186.723 | 2022 0: 35186.723; 2023 1: 21112.0338; 2024 2: 21112.0338; 2025 3: 26397.4241; 2026 4: 26397.4241; 2027 5: 26397.4241; 2028 6: 0; 2029 7: 0; 2030 8: 0
10p/kWh, high capex, high grid | 35186.723 | 2022 0: 35186.723; 2023 1: 21112.0338; 2024 2: 21112.0338; 2025 3: 26397.4241; 2026 4: 26397.4241; 2027 5: 26397.4241; 2028 6: 0; 2029 7: 0; 2030 8: 0
12p/kWh, mid capex, high grid | 42224.0676 | 2022 0: 42224.0676; 2023 1: 25334.4406; 2024 2: 25334.4406; 2025 3: 31676.9089; 2026 4: 31676.9089; 2027 5: 31676.9089; 2028 6: 0; 2029 7: 0; 2030 8: 0
12p/kWh, high capex, high grid | 42224.0676 | 2022 0: 42224.0676; 2023 1: 25334.4406; 2024 2: 25334.4406; 2025 3: 31676.9089; 2026 4: 31676.9089; 2027 5: 31676.9089; 2028 6: 0; 2029 7: 0; 2030 8: 0
Power used on site
0 | 500kW, £500/acre | 2022 0: 500kW, £1000/acre; 2023 1: 300kW, £500/acre; 2024 2: 300kW, £1000/acre; 2025 3: 300kW, £500/acre (no export); 2026 4: 300kW, £1000/acre (no export); 2027 5: 500kW, £500/acre (no grant); 2028 6: Blank site 2; 2029 7: Blank site 3; 2030 8: Blank site 4
9p/kWh, favourable capex | 344.63 | 2022 0: 344.63; 2023 1: 206.778; 2024 2: 206.778; 2025 3: 258.5448; 2026 4: 258.5448; 2027 5: 258.5448; 2028 6: 0; 2029 7: 0; 2030 8: 0
9p/kWh, high capex | 344.63 | 2022 0: 344.63; 2023 1: 206.778; 2024 2: 206.778; 2025 3: 258.5448; 2026 4: 258.5448; 2027 5: 258.5448; 2028 6: 0; 2029 7: 0; 2030 8: 0
10p/kWh, favourable capex | 344.63 | 2022 0: 344.63; 2023 1: 206.778; 2024 2: 206.778; 2025 3: 258.5448; 2026 4: 258.5448; 2027 5: 258.5448; 2028 6: 0; 2029 7: 0; 2030 8: 0
10p/kWh, high capex | 344.63 | 2022 0: 344.63; 2023 1: 206.778; 2024 2: 206.778; 2025 3: 258.5448; 2026 4: 258.5448; 2027 5: 258.5448; 2028 6: 0; 2029 7: 0; 2030 8: 0
12p/kWh, favourable capex | 344.63 | 2022 0: 344.63; 2023 1: 206.778; 2024 2: 206.778; 2025 3: 258.5448; 2026 4: 258.5448; 2027 5: 258.5448; 2028 6: 0; 2029 7: 0; 2030 8: 0
12p/kWh, high capex | 344.63 | 2022 0: 344.63; 2023 1: 206.778; 2024 2: 206.778; 2025 3: 258.5448; 2026 4: 258.5448; 2027 5: 258.5448; 2028 6: 0; 2029 7: 0; 2030 8: 0
9p/kWh, mid capex, high grid | 344.63 | 2022 0: 344.63; 2023 1: 206.778; 2024 2: 206.778; 2025 3: 258.5448; 2026 4: 258.5448; 2027 5: 258.5448; 2028 6: 0; 2029 7: 0; 2030 8: 0
9p/kWh, high capex, high grid | 344.63 | 2022 0: 344.63; 2023 1: 206.778; 2024 2: 206.778; 2025 3: 258.5448; 2026 4: 258.5448; 2027 5: 258.5448; 2028 6: 0; 2029 7: 0; 2030 8: 0
10p/kWh, mid capex, high grid | 344.63 | 2022 0: 344.63; 2023 1: 206.778; 2024 2: 206.778; 2025 3: 258.5448; 2026 4: 258.5448; 2027 5: 258.5448; 2028 6: 0; 2029 7: 0; 2030 8: 0
10p/kWh, high capex, high grid | 344.63 | 2022 0: 344.63; 2023 1: 206.778; 2024 2: 206.778; 2025 3: 258.5448; 2026 4: 258.5448; 2027 5: 258.5448; 2028 6: 0; 2029 7: 0; 2030 8: 0
12p/kWh, mid capex, high grid | 344.63 | 2022 0: 344.63; 2023 1: 206.778; 2024 2: 206.778; 2025 3: 258.5448; 2026 4: 258.5448; 2027 5: 258.5448; 2028 6: 0; 2029 7: 0; 2030 8: 0
12p/kWh, high capex, high grid | 344.63 | 2022 0: 344.63; 2023 1: 206.778; 2024 2: 206.778; 2025 3: 258.5448; 2026 4: 258.5448; 2027 5: 258.5448; 2028 6: 0; 2029 7: 0; 2030 8: 0
Yr. 1 lease payments
0 | 500kW, £500/acre | 2022 0: 500kW, £1000/acre; 2023 1: 300kW, £500/acre; 2024 2: 300kW, £1000/acre; 2025 3: 300kW, £500/acre (no export); 2026 4: 300kW, £1000/acre (no export); 2027 5: 500kW, £500/acre (no grant); 2028 6: Blank site 2; 2029 7: Blank site 3; 2030 8: Blank site 4
9p/kWh, favourable capex | 1403.875 | 2022 0: 2807.75; 2023 1: 842.325; 2024 2: 1684.65; 2025 3: 842.325; 2026 4: 1684.65; 2027 5: 842.325; 2028 6: 0; 2029 7: 0; 2030 8: 0
9p/kWh, high capex | 1403.875 | 2022 0: 2807.75; 2023 1: 842.325; 2024 2: 1684.65; 2025 3: 842.325; 2026 4: 1684.65; 2027 5: 842.325; 2028 6: 0; 2029 7: 0; 2030 8: 0
10p/kWh, favourable capex | 1403.875 | 2022 0: 2807.75; 2023 1: 842.325; 2024 2: 1684.65; 2025 3: 842.325; 2026 4: 1684.65; 2027 5: 842.325; 2028 6: 0; 2029 7: 0; 2030 8: 0
10p/kWh, high capex | 1403.875 | 2022 0: 2807.75; 2023 1: 842.325; 2024 2: 1684.65; 2025 3: 842.325; 2026 4: 1684.65; 2027 5: 842.325; 2028 6: 0; 2029 7: 0; 2030 8: 0
12p/kWh, favourable capex | 1403.875 | 2022 0: 2807.75; 2023 1: 842.325; 2024 2: 1684.65; 2025 3: 842.325; 2026 4: 1684.65; 2027 5: 842.325; 2028 6: 0; 2029 7: 0; 2030 8: 0
12p/kWh, high capex | 1403.875 | 2022 0: 2807.75; 2023 1: 842.325; 2024 2: 1684.65; 2025 3: 842.325; 2026 4: 1684.65; 2027 5: 842.325; 2028 6: 0; 2029 7: 0; 2030 8: 0
9p/kWh, mid capex, high grid | 1403.875 | 2022 0: 2807.75; 2023 1: 842.325; 2024 2: 1684.65; 2025 3: 842.325; 2026 4: 1684.65; 2027 5: 842.325; 2028 6: 0; 2029 7: 0; 2030 8: 0
9p/kWh, high capex, high grid | 1403.875 | 2022 0: 2807.75; 2023 1: 842.325; 2024 2: 1684.65; 2025 3: 842.325; 2026 4: 1684.65; 2027 5: 842.325; 2028 6: 0; 2029 7: 0; 2030 8: 0
10p/kWh, mid capex, high grid | 1403.875 | 2022 0: 2807.75; 2023 1: 842.325; 2024 2: 1684.65; 2025 3: 842.325; 2026 4: 1684.65; 2027 5: 842.325; 2028 6: 0; 2029 7: 0; 2030 8: 0
10p/kWh, high capex, high grid | 1403.875 | 2022 0: 2807.75; 2023 1: 842.325; 2024 2: 1684.65; 2025 3: 842.325; 2026 4: 1684.65; 2027 5: 842.325; 2028 6: 0; 2029 7: 0; 2030 8: 0
12p/kWh, mid capex, high grid | 1403.875 | 2022 0: 2807.75; 2023 1: 842.325; 2024 2: 1684.65; 2025 3: 842.325; 2026 4: 1684.65; 2027 5: 842.325; 2028 6: 0; 2029 7: 0; 2030 8: 0
12p/kWh, high capex, high grid | 1403.875 | 2022 0: 2807.75; 2023 1: 842.325; 2024 2: 1684.65; 2025 3: 842.325; 2026 4: 1684.65; 2027 5: 842.325; 2028 6: 0; 2029 7: 0; 2030 8: 0
Project NPV
0 | 500kW, £500/acre | 2022 0: 500kW, £1000/acre; 2023 1: 300kW, £500/acre; 2024 2: 300kW, £1000/acre; 2025 3: 300kW, £500/acre (no export); 2026 4: 300kW, £1000/acre (no export); 2027 5: 500kW, £500/acre (no grant); 2028 6: Blank site 2; 2029 7: Blank site 3; 2030 8: Blank site 4
9p/kWh, favourable capex | 287000 | 2022 0: 259100; 2023 1: 157000; 2024 2: 140300; 2025 3: 185500; 2026 4: 173100; 2027 5: -29700; 2028 6: 0; 2029 7: 0; 2030 8: 0
9p/kWh, high capex | 194700 | 2022 0: 166700; 2023 1: 101300; 2024 2: 84500; 2025 3: 129700; 2026 4: 117300; 2027 5: -122000; 2028 6: 0; 2029 7: 0; 2030 8: 0
10p/kWh, favourable capex | 350100 | 2022 0: 322200; 2023 1: 194900; 2024 2: 178100; 2025 3: 232800; 2026 4: 220400; 2027 5: 17700; 2028 6: 0; 2029 7: 0; 2030 8: 0
10p/kWh, high capex | 257800 | 2022 0: 229800; 2023 1: 139100; 2024 2: 122400; 2025 3: 177100; 2026 4: 164600; 2027 5: -74700; 2028 6: 0; 2029 7: 0; 2030 8: 0
12p/kWh, favourable capex | 476300 | 2022 0: 448400; 2023 1: 270600; 2024 2: 253900; 2025 3: 327500; 2026 4: 315100; 2027 5: 112300; 2028 6: 0; 2029 7: 0; 2030 8: 0
12p/kWh, high capex | 384000 | 2022 0: 356000; 2023 1: 214900; 2024 2: 198100; 2025 3: 271700; 2026 4: 259300; 2027 5: 20000; 2028 6: 0; 2029 7: 0; 2030 8: 0
9p/kWh, mid capex, high grid | 230800 | 2022 0: 202800; 2023 1: 115400; 2024 2: 98600; 2025 3: 143900; 2026 4: 148800; 2027 5: -85900; 2028 6: 0; 2029 7: 0; 2030 8: 0
9p/kWh, high capex, high grid | 175300 | 2022 0: 147400; 2023 1: 82000; 2024 2: 65200; 2025 3: 110400; 2026 4: 115400; 2027 5: -141400; 2028 6: 0; 2029 7: 0; 2030 8: 0
10p/kWh, mid capex, high grid | 293900 | 2022 0: 265900; 2023 1: 153300; 2024 2: 136500; 2025 3: 191200; 2026 4: 196200; 2027 5: -38600; 2028 6: 0; 2029 7: 0; 2030 8: 0
10p/kWh, high capex, high grid | 238500 | 2022 0: 210500; 2023 1: 119800; 2024 2: 103000; 2025 3: 157700; 2026 4: 162700; 2027 5: -94000; 2028 6: 0; 2029 7: 0; 2030 8: 0
12p/kWh, mid capex, high grid | 420100 | 2022 0: 392100; 2023 1: 229000; 2024 2: 212200; 2025 3: 285900; 2026 4: 290800; 2027 5: 56100; 2028 6: 0; 2029 7: 0; 2030 8: 0
12p/kWh, high capex, high grid | 364700 | 2022 0: 336700; 2023 1: 195500; 2024 2: 178800; 2025 3: 252400; 2026 4: 257400; 2027 5: 700; 2028 6: 0; 2029 7: 0; 2030 8: 0
Equity NPV (before sharelhodler payments)
0 | 500kW, £500/acre | 2022 0: 500kW, £1000/acre; 2023 1: 300kW, £500/acre; 2024 2: 300kW, £1000/acre; 2025 3: 300kW, £500/acre (no export); 2026 4: 300kW, £1000/acre (no export); 2027 5: 500kW, £500/acre (no grant); 2028 6: Blank site 2; 2029 7: Blank site 3; 2030 8: Blank site 4
9p/kWh, favourable capex | 284200 | 2022 0: 256200; 2023 1: 157000; 2024 2: 140300; 2025 3: 185500; 2026 4: 173100; 2027 5: -34300; 2028 6: 0; 2029 7: 0; 2030 8: 0
9p/kWh, high capex | 189500 | 2022 0: 161500; 2023 1: 100700; 2024 2: 84000; 2025 3: 129200; 2026 4: 116900; 2027 5: -129000; 2028 6: 0; 2029 7: 0; 2030 8: 0
10p/kWh, favourable capex | 347300 | 2022 0: 319300; 2023 1: 194900; 2024 2: 178100; 2025 3: 232800; 2026 4: 220400; 2027 5: 13100; 2028 6: 0; 2029 7: 0; 2030 8: 0
10p/kWh, high capex | 252600 | 2022 0: 224600; 2023 1: 138600; 2024 2: 121800; 2025 3: 176500; 2026 4: 164200; 2027 5: -81600; 2028 6: 0; 2029 7: 0; 2030 8: 0
12p/kWh, favourable capex | 473500 | 2022 0: 445500; 2023 1: 270600; 2024 2: 253900; 2025 3: 327500; 2026 4: 315100; 2027 5: 107800; 2028 6: 0; 2029 7: 0; 2030 8: 0
12p/kWh, high capex | 378800 | 2022 0: 350800; 2023 1: 214300; 2024 2: 197500; 2025 3: 271200; 2026 4: 258900; 2027 5: 13100; 2028 6: 0; 2029 7: 0; 2030 8: 0
9p/kWh, mid capex, high grid | 226500 | 2022 0: 198500; 2023 1: 115200; 2024 2: 98500; 2025 3: 143700; 2026 4: 148800; 2027 5: -92000; 2028 6: 0; 2029 7: 0; 2030 8: 0
9p/kWh, high capex, high grid | 169700 | 2022 0: 141700; 2023 1: 80900; 2024 2: 64100; 2025 3: 109400; 2026 4: 114900; 2027 5: -148800; 2028 6: 0; 2029 7: 0; 2030 8: 0
10p/kWh, mid capex, high grid | 289600 | 2022 0: 261600; 2023 1: 153100; 2024 2: 136300; 2025 3: 191000; 2026 4: 196200; 2027 5: -44600; 2028 6: 0; 2029 7: 0; 2030 8: 0
10p/kWh, high capex, high grid | 232800 | 2022 0: 204800; 2023 1: 118800; 2024 2: 102000; 2025 3: 156700; 2026 4: 162200; 2027 5: -101400; 2028 6: 0; 2029 7: 0; 2030 8: 0
12p/kWh, mid capex, high grid | 415800 | 2022 0: 387800; 2023 1: 228800; 2024 2: 212000; 2025 3: 285700; 2026 4: 290800; 2027 5: 50100; 2028 6: 0; 2029 7: 0; 2030 8: 0
12p/kWh, high capex, high grid | 359000 | 2022 0: 331000; 2023 1: 194500; 2024 2: 177700; 2025 3: 251400; 2026 4: 256900; 2027 5: -6800; 2028 6: 0; 2029 7: 0; 2030 8: 0

## Model Results - tables (draft)
|  | Cluster | Sesitivity | IRR for undiscounted cashflow | Annual com. benefit fund (£) | Annual shareholder dividends | Av. annual shareholder return | Yr1 leaseholder payments | Year 1 power sales
CURRENT SCENARIO IN CASH FLOW MODEL
|  | Blank site 2 | 9p/kWh, high capex | n/a | 0 | 0 | 0% | 0 |  | MWh used onsite | Landlord Yr 1 fuel savings
|  | ALL SCENARIOS | [10 empty] | Annual com. benefit fund (£) | Annual shareholder dividends | Landlord Yr 1 fuel savings | Lease payments | (IRR) | Project NPV | Equity NPV (before sharelhodler payments) |  | 500kW, £500/acre | 500kW, £1000/acre | 300kW, £500/acre | 300kW, £1000/acre | 300kW, £500/acre (no export) | 300kW, £1000/acre (no export) | 500kW, £500/acre (no grant) | Blank site 2 | Blank site 3 | Blank site 4 |  | 500kW, £500/acre | 500kW, £1000/acre | 300kW, £500/acre | 300kW, £1000/acre | 300kW, £500/acre (no export) | 300kW, £1000/acre (no export) | 500kW, £500/acre (no grant) | Blank site 2 | Blank site 3 | Blank site 4
500kW, low lease | 9p, low£ | 500kW, £500/acre | 9p/kWh, favourable capex | 10.42% | 18500 | 6000 | 3% | 1403.875 | 31668.0507 | 344.63 | 16700 | 500kW, low lease. 9p, low£ | 18500 | 6000 | 16700 | 1400 | 10.42% | 287000 | 284200 | 9p, low£ | 287000 | [9 empty] | 9p, low£ | 284200
500kW, low lease | 9p, low£ | 500kW, £500/acre | 9p/kWh, high capex | 7.354% | 15800 | 113.863 | 2.02% | 1403.875 | 31668.0507 | 344.63 | 16700 | 500kW, low lease. 9p, low£ | 15800 | 100 | 16700 | 1400 | 7.354% | 194700 | 189500 | 9p, low£ | 194700 | [9 empty] | 9p, low£ | 189500
500kW, low lease | 10p, low£ | 500kW, £500/acre | 10p/kWh, favourable capex | 11.73% | 22500 | 6000 | 3% | 1403.875 | 35186.723 | 344.63 | 13200 | 500kW, low lease. 10p, low£ | 22500 | 6000 | 13200 | 1400 | 11.73% | 350100 | 347300 | 10p, low£ | 350100 | [9 empty] | 10p, low£ | 347300
500kW, low lease | 10p, high£ | 500kW, £500/acre | 10p/kWh, high capex | 8.468% | 18500 | 3752.4025 | 2.665% | 1403.875 | 35186.723 | 344.63 | 13200 | 500kW, low lease. 10p, high£ | 18500 | 3800 | 13200 | 1400 | 8.468% | 257800 | 252600 | 10p, high£ | 257800 | [9 empty] | 10p, high£ | 252600
500kW, low lease | 12p, low£ | 500kW, £500/acre | 12p/kWh, favourable capex | 14.24% | 30600 | 6000 | 3% | 1403.875 | 42224.0676 | 344.63 | 6200 | 500kW, low lease. 12p, low£ | 30600 | 6000 | 6200 | 1400 | 14.24% | 476300 | 473500 | 12p, low£ | 476300 | [9 empty] | 12p, low£ | 473500
500kW, low lease | 12p, low£ | 500kW, £500/acre | 12p/kWh, high capex | 10.57% | 25900 | 6000 | 3% | 1403.875 | 42224.0676 | 344.63 | 6200 | 500kW, low lease. 12p, low£ | 25900 | 6000 | 6200 | 1400 | 10.57% | 384000 | 378800 | 12p, low£ | 384000 | [9 empty] | 12p, low£ | 378800
500kW, low lease | 9p, mid£, grid+ | 500kW, £500/acre | 9p/kWh, mid capex, high grid | 8.403% | 16000 | 4719.088 | 2.814% | 1403.875 | 31668.0507 | 344.63 | 16700 | 500kW, low lease. 9p, mid£, grid+ | 16000 | 4700 | 16700 | 1400 | 8.403% | 230800 | 226500 | 9p, mid£, grid+ | 230800 | [9 empty] | 9p, mid£, grid+ | 226500
500kW, low lease | 9p, high£, grid+ | 500kW, £500/acre | 9p/kWh, high capex, high grid | 6.852% | 15800 | 0 | 1.875% | 1403.875 | 31668.0507 | 344.63 | 16700 | 500kW, low lease. 9p, high£, grid+ | 15800 | 0 | 16700 | 1400 | 6.852% | 175300 | 169700 | 9p, high£, grid+ | 175300 | [9 empty] | 9p, high£, grid+ | 169700
500kW, low lease | 10p, mid£, grid+ | 500kW, £500/acre | 10p/kWh, mid capex, high grid | 9.58% | 19700 | 6000 | 3% | 1403.875 | 35186.723 | 344.63 | 13200 | 500kW, low lease. 10p, mid£, grid+ | 19700 | 6000 | 13200 | 1400 | 9.58% | 293900 | 289600 | 10p, mid£, grid+ | 293900 | [9 empty] | 10p, mid£, grid+ | 289600
500kW, low lease | 10p, high£, grid+ | 500kW, £500/acre | 10p/kWh, high capex, high grid | 7.936% | 18400 | 1286.5836 | 2.207% | 1403.875 | 35186.723 | 344.63 | 13200 | 500kW, low lease. 10p, high£, grid+ | 18400 | 1300 | 13200 | 1400 | 7.936% | 238500 | 232800 | 10p, high£, grid+ | 238500 | [9 empty] | 10p, high£, grid+ | 232800
500kW, low lease | 12p, mid£, grid+ | 500kW, £500/acre | 12p/kWh, mid capex, high grid | 11.82% | 27800 | 6000 | 3% | 1403.875 | 42224.0676 | 344.63 | 6200 | 500kW, low lease. 12p, mid£, grid+ | 27800 | 6000 | 6200 | 1400 | 11.82% | 420100 | 415800 | 12p, mid£, grid+ | 420100 | [9 empty] | 12p, mid£, grid+ | 415800
500kW, low lease | 12p, high£, grid+ | 500kW, £500/acre | 12p/kWh, high capex, high grid | 9.98% | 24900 | 6000 | 3% | 1403.875 | 42224.0676 | 344.63 | 6200 | 500kW, low lease. 12p, high£, grid+ | 24900 | 6000 | 6200 | 1400 | 9.98% | 364700 | 359000 | 12p, high£, grid+ | 364700 | [9 empty] | 12p, high£, grid+ | 359000
500kW, high lease | 9p, low£ | 500kW, £1000/acre | 9p/kWh, favourable capex | 9.838% | 16600 | 6000 | 3% | 2807.75 | 31668.0507 | 344.63 | 16700 | [6 empty] | 259100 | 256200 | 9p, low£ |  | 259100 | [8 empty] | 9p, low£ |  | 256200
500kW, high lease | 9p, low£ | 500kW, £1000/acre | 9p/kWh, high capex | 6.851% | 14600 | 0 | 1.888% | 2807.75 | 31668.0507 | 344.63 | 16700 | 500kW, high lease. 9p, low£ | 16600 | 6000 | 16700 | 2800 | 9.838% | 166700 | 161500 | 9p, low£ |  | 166700 | [8 empty] | 9p, low£ |  | 161500
500kW, high lease | 10p, low£ | 500kW, £1000/acre | 10p/kWh, favourable capex | 11.17% | 20700 | 6000 | 3% | 2807.75 | 35186.723 | 344.63 | 13200 | 500kW, high lease. 9p, low£ | 14600 | 0 | 16700 | 2800 | 6.851% | 322200 | 319300 | 10p, low£ |  | 322200 | [8 empty] | 10p, low£ |  | 319300
500kW, high lease | 10p, high£ | 500kW, £1000/acre | 10p/kWh, high capex | 7.988% | 17200 | 2226.8351 | 2.375% | 2807.75 | 35186.723 | 344.63 | 13200 | 500kW, high lease. 10p, low£ | 20700 | 6000 | 13200 | 2800 | 11.17% | 229800 | 224600 | 10p, high£ |  | 229800 | [8 empty] | 10p, high£ |  | 224600
500kW, high lease | 12p, low£ | 500kW, £1000/acre | 12p/kWh, favourable capex | 13.71% | 28800 | 6000 | 3% | 2807.75 | 42224.0676 | 344.63 | 6200 | 500kW, high lease. 10p, high£ | 17200 | 2200 | 13200 | 2800 | 7.988% | 448400 | 445500 | 12p, low£ |  | 448400 | [8 empty] | 12p, low£ |  | 445500
500kW, high lease | 12p, low£ | 500kW, £1000/acre | 12p/kWh, high capex | 10.13% | 24100 | 6000 | 3% | 2807.75 | 42224.0676 | 344.63 | 6200 | 500kW, high lease. 12p, low£ | 28800 | 6000 | 6200 | 2800 | 13.71% | 356000 | 350800 | 12p, low£ |  | 356000 | [8 empty] | 12p, low£ |  | 350800
500kW, high lease | 9p, mid£, grid+ | 500kW, £1000/acre | 9p/kWh, mid capex, high grid | 7.873% | 14600 | 3193.5206 | 2.546% | 2807.75 | 31668.0507 | 344.63 | 16700 | 500kW, high lease. 12p, low£ | 24100 | 6000 | 6200 | 2800 | 10.13% | 202800 | 198500 | 9p, mid£, grid+ |  | 202800 | [8 empty] | 9p, mid£, grid+ |  | 198500
500kW, high lease | 9p, high£, grid+ | 500kW, £1000/acre | 9p/kWh, high capex, high grid | 6.361% | 14600 | 0 | 1.875% | 2807.75 | 31668.0507 | 344.63 | 16700 | 500kW, high lease. 9p, mid£, grid+ | 14600 | 3200 | 16700 | 2800 | 7.873% | 147400 | 141700 | 9p, high£, grid+ |  | 147400 | [8 empty] | 9p, high£, grid+ |  | 141700
500kW, high lease | 10p, mid£, grid+ | 500kW, £1000/acre | 10p/kWh, mid capex, high grid | 9.075% | 17900 | 6000 | 2.99% | 2807.75 | 35186.723 | 344.63 | 13200 | 500kW, high lease. 9p, high£, grid+ | 14600 | 0 | 16700 | 2800 | 6.361% | 265900 | 261600 | 10p, mid£, grid+ |  | 265900 | [8 empty] | 10p, mid£, grid+ |  | 261600
500kW, high lease | 10p, high£, grid+ | 500kW, £1000/acre | 10p/kWh, high capex, high grid | 7.469% | 17200 | 0 | 1.986% | 2807.75 | 35186.723 | 344.63 | 13200 | 500kW, high lease. 10p, mid£, grid+ | 17900 | 6000 | 13200 | 2800 | 9.075% | 210500 | 204800 | 10p, high£, grid+ |  | 210500 | [8 empty] | 10p, high£, grid+ |  | 204800
500kW, high lease | 12p, mid£, grid+ | 500kW, £1000/acre | 12p/kWh, mid capex, high grid | 11.34% | 25900 | 6000 | 3% | 2807.75 | 42224.0676 | 344.63 | 6200 | 500kW, high lease. 10p, high£, grid+ | 17200 | 0 | 13200 | 2800 | 7.469% | 392100 | 387800 | 12p, mid£, grid+ |  | 392100 | [8 empty] | 12p, mid£, grid+ |  | 387800
500kW, high lease | 12p, high£, grid+ | 500kW, £1000/acre | 12p/kWh, high capex, high grid | 9.548% | 23100 | 6000 | 2.989% | 2807.75 | 42224.0676 | 344.63 | 6200 | 500kW, high lease. 12p, mid£, grid+ | 25900 | 6000 | 6200 | 2800 | 11.34% | 336700 | 331000 | 12p, high£, grid+ |  | 336700 | [8 empty] | 12p, high£, grid+ |  | 331000
300kW, low lease | 9p, low£ | 300kW, £500/acre | 9p/kWh, favourable capex | 10.78% | 8900 | 4939.95 | 3% | 842.325 | 19000.8304 | 206.778 | 10000 | 500kW, high lease. 12p, high£, grid+ | 23100 | 6000 | 6200 | 2800 | 9.548% | 157000 | 157000 | 9p, low£ |  |  | 157000 | [7 empty] | 9p, low£ |  |  | 157000
300kW, low lease | 9p, low£ | 300kW, £500/acre | 9p/kWh, high capex | 7.247% | 5300 | 6000 | 3% | 842.325 | 19000.8304 | 206.778 | 10000 | [6 empty] | 101300 | 100700 | 9p, low£ |  |  | 101300 | [7 empty] | 9p, low£ |  |  | 100700
300kW, low lease | 10p, low£ | 300kW, £500/acre | 10p/kWh, favourable capex | 12.28% | 11300 | 4939.95 | 3% | 842.325 | 21112.0338 | 206.778 | 7900 | 300kW, low lease. 9p, low£ | 8900 | 4900 | 10000 | 800 | 10.78% | 194900 | 194900 | 10p, low£ |  |  | 194900 | [7 empty] | 10p, low£ |  |  | 194900
300kW, low lease | 10p, high£ | 300kW, £500/acre | 10p/kWh, high capex | 8.492% | 7800 | 6000 | 3% | 842.325 | 21112.0338 | 206.778 | 7900 | 300kW, low lease. 9p, low£ | 5300 | 6000 | 10000 | 800 | 7.247% | 139100 | 138600 | 10p, high£ |  |  | 139100 | [7 empty] | 10p, high£ |  |  | 138600
300kW, low lease | 12p, low£ | 300kW, £500/acre | 12p/kWh, favourable capex | 15.14% | 16200 | 4939.95 | 3% | 842.325 | 25334.4406 | 206.778 | 3700 | 300kW, low lease. 10p, low£ | 11300 | 4900 | 7900 | 800 | 12.28% | 270600 | 270600 | 12p, low£ |  |  | 270600 | [7 empty] | 12p, low£ |  |  | 270600
300kW, low lease | 12p, low£ | 300kW, £500/acre | 12p/kWh, high capex | 10.83% | 12600 | 6000 | 3% | 842.325 | 25334.4406 | 206.778 | 3700 | 300kW, low lease. 10p, high£ | 7800 | 6000 | 7900 | 800 | 8.492% | 214900 | 214300 | 12p, low£ |  |  | 214900 | [7 empty] | 12p, low£ |  |  | 214300
300kW, low lease | 9p, mid£, grid+ | 300kW, £500/acre | 9p/kWh, mid capex, high grid | 7.991% | 6100 | 6000 | 3% | 842.325 | 19000.8304 | 206.778 | 10000 | 300kW, low lease. 12p, low£ | 16200 | 4900 | 3700 | 800 | 15.14% | 115400 | 115200 | 9p, mid£, grid+ |  |  | 115400 | [7 empty] | 9p, mid£, grid+ |  |  | 115200
300kW, low lease | 9p, high£, grid+ | 300kW, £500/acre | 9p/kWh, high capex, high grid | 6.345% | 4600 | 5026.9667 | 2.855% | 842.325 | 19000.8304 | 206.778 | 10000 | 300kW, low lease. 12p, low£ | 12600 | 6000 | 3700 | 800 | 10.83% | 82000 | 80900 | 9p, high£, grid+ |  |  | 82000 | [7 empty] | 9p, high£, grid+ |  |  | 80900
300kW, low lease | 10p, mid£, grid+ | 300kW, £500/acre | 10p/kWh, mid capex, high grid | 9.286% | 8500 | 6000 | 3% | 842.325 | 21112.0338 | 206.778 | 7900 | 300kW, low lease. 9p, mid£, grid+ | 6100 | 6000 | 10000 | 800 | 7.991% | 153300 | 153100 | 10p, mid£, grid+ |  |  | 153300 | [7 empty] | 10p, mid£, grid+ |  |  | 153100
300kW, low lease | 10p, high£, grid+ | 300kW, £500/acre | 10p/kWh, high capex, high grid | 7.532% | 6800 | 6000 | 3% | 842.325 | 21112.0338 | 206.778 | 7900 | 300kW, low lease. 9p, high£, grid+ | 4600 | 5000 | 10000 | 800 | 6.345% | 119800 | 118800 | 10p, high£, grid+ |  |  | 119800 | [7 empty] | 10p, high£, grid+ |  |  | 118800
300kW, low lease | 12p, mid£, grid+ | 300kW, £500/acre | 12p/kWh, mid capex, high grid | 11.73% | 13400 | 6000 | 3% | 842.325 | 25334.4406 | 206.778 | 3700 | 300kW, low lease. 10p, mid£, grid+ | 8500 | 6000 | 7900 | 800 | 9.286% | 229000 | 228800 | 12p, mid£, grid+ |  |  | 229000 | [7 empty] | 12p, mid£, grid+ |  |  | 228800
300kW, low lease | 12p, high£, grid+ | 300kW, £500/acre | 12p/kWh, high capex, high grid | 9.75% | 11700 | 6000 | 3% | 842.325 | 25334.4406 | 206.778 | 3700 | 300kW, low lease. 10p, high£, grid+ | 6800 | 6000 | 7900 | 800 | 7.532% | 195500 | 194500 | 12p, high£, grid+ |  |  | 195500 | [7 empty] | 12p, high£, grid+ |  |  | 194500
300kW, high lease | 9p, low£ | 300kW, £1000/acre | 9p/kWh, favourable capex | 10.11% | 7800 | 4939.95 | 3% | 1684.65 | 19000.8304 | 206.778 | 10000 | 300kW, low lease. 12p, mid£, grid+ | 13400 | 6000 | 3700 | 800 | 11.73% | 140300 | 140300 | 9p, low£ |  |  |  | 140300 | [6 empty] | 9p, low£ |  |  |  | 140300
300kW, high lease | 9p, low£ | 300kW, £1000/acre | 9p/kWh, high capex | 6.68% | 4300 | 6000 | 3% | 1684.65 | 19000.8304 | 206.778 | 10000 | 300kW, low lease. 12p, high£, grid+ | 11700 | 6000 | 3700 | 800 | 9.75% | 84500 | 84000 | 9p, low£ |  |  |  | 84500 | [6 empty] | 9p, low£ |  |  |  | 84000
300kW, high lease | 10p, low£ | 300kW, £1000/acre | 10p/kWh, favourable capex | 11.64% | 10200 | 4939.95 | 3% | 1684.65 | 21112.0338 | 206.778 | 7900 | [6 empty] | 178100 | 178100 | 10p, low£ |  |  |  | 178100 | [6 empty] | 10p, low£ |  |  |  | 178100
300kW, high lease | 10p, high£ | 300kW, £1000/acre | 10p/kWh, high capex | 7.957% | 6700 | 6000 | 3% | 1684.65 | 21112.0338 | 206.778 | 7900 | 300kW, high lease. 9p, low£ | 7800 | 4900 | 10000 | 1700 | 10.11% | 122400 | 121800 | 10p, high£ |  |  |  | 122400 | [6 empty] | 10p, high£ |  |  |  | 121800
300kW, high lease | 12p, low£ | 300kW, £1000/acre | 12p/kWh, favourable capex | 14.54% | 15100 | 4939.95 | 3% | 1684.65 | 25334.4406 | 206.778 | 3700 | 300kW, high lease. 9p, low£ | 4300 | 6000 | 10000 | 1700 | 6.68% | 253900 | 253900 | 12p, low£ |  |  |  | 253900 | [6 empty] | 12p, low£ |  |  |  | 253900
300kW, high lease | 12p, low£ | 300kW, £1000/acre | 12p/kWh, high capex | 10.34% | 11600 | 6000 | 3% | 1684.65 | 25334.4406 | 206.778 | 3700 | 300kW, high lease. 10p, low£ | 10200 | 4900 | 7900 | 1700 | 11.64% | 198100 | 197500 | 12p, low£ |  |  |  | 198100 | [6 empty] | 12p, low£ |  |  |  | 197500
300kW, high lease | 9p, mid£, grid+ | 300kW, £1000/acre | 9p/kWh, mid capex, high grid | 7.404% | 5000 | 6000 | 3% | 1684.65 | 19000.8304 | 206.778 | 10000 | 300kW, high lease. 10p, high£ | 6700 | 6000 | 7900 | 1700 | 7.957% | 98600 | 98500 | 9p, mid£, grid+ |  |  |  | 98600 | [6 empty] | 9p, mid£, grid+ |  |  |  | 98500
300kW, high lease | 9p, high£, grid+ | 300kW, £1000/acre | 9p/kWh, high capex, high grid | 5.802% | 3900 | 4111.6263 | 2.68% | 1684.65 | 19000.8304 | 206.778 | 10000 | 300kW, high lease. 12p, low£ | 15100 | 4900 | 3700 | 1700 | 14.54% | 65200 | 64100 | 9p, high£, grid+ |  |  |  | 65200 | [6 empty] | 9p, high£, grid+ |  |  |  | 64100
300kW, high lease | 10p, mid£, grid+ | 300kW, £1000/acre | 10p/kWh, mid capex, high grid | 8.731% | 7400 | 6000 | 3% | 1684.65 | 21112.0338 | 206.778 | 7900 | 300kW, high lease. 12p, low£ | 11600 | 6000 | 3700 | 1700 | 10.34% | 136500 | 136300 | 10p, mid£, grid+ |  |  |  | 136500 | [6 empty] | 10p, mid£, grid+ |  |  |  | 136300
300kW, high lease | 10p, high£, grid+ | 300kW, £1000/acre | 10p/kWh, high capex, high grid | 7.021% | 5700 | 6000 | 2.99% | 1684.65 | 21112.0338 | 206.778 | 7900 | 300kW, high lease. 9p, mid£, grid+ | 5000 | 6000 | 10000 | 1700 | 7.404% | 103000 | 102000 | 10p, high£, grid+ |  |  |  | 103000 | [6 empty] | 10p, high£, grid+ |  |  |  | 102000
300kW, high lease | 12p, mid£, grid+ | 300kW, £1000/acre | 12p/kWh, mid capex, high grid | 11.21% | 12300 | 6000 | 3% | 1684.65 | 25334.4406 | 206.778 | 3700 | 300kW, high lease. 9p, high£, grid+ | 3900 | 4100 | 10000 | 1700 | 5.802% | 212200 | 212000 | 12p, mid£, grid+ |  |  |  | 212200 | [6 empty] | 12p, mid£, grid+ |  |  |  | 212000
300kW, high lease | 12p, high£, grid+ | 300kW, £1000/acre | 12p/kWh, high capex, high grid | 9.283% | 10600 | 6000 | 3% | 1684.65 | 25334.4406 | 206.778 | 3700 | 300kW, high lease. 10p, mid£, grid+ | 7400 | 6000 | 7900 | 1700 | 8.731% | 178800 | 177700 | 12p, high£, grid+ |  |  |  | 178800 | [6 empty] | 12p, high£, grid+ |  |  |  | 177700
300kW, low lease, no expot | 9p, low£ | 300kW, £500/acre (no export) | 9p/kWh, favourable capex | 11.91% | 10700 | 4939.95 | 3% | 842.325 | 23757.6817 | 258.5448 | 12500 | 300kW, high lease. 10p, high£, grid+ | 5700 | 6000 | 7900 | 1700 | 7.021% | 185500 | 185500 | 9p, low£ |  |  |  |  | 185500 | [5 empty] | 9p, low£ |  |  |  |  | 185500
300kW, low lease, no expot | 9p, low£ | 300kW, £500/acre (no export) | 9p/kWh, high capex | 8.188% | 7200 | 6000 | 3% | 842.325 | 23757.6817 | 258.5448 | 12500 | 300kW, high lease. 12p, mid£, grid+ | 12300 | 6000 | 3700 | 1700 | 11.21% | 129700 | 129200 | 9p, low£ |  |  |  |  | 129700 | [5 empty] | 9p, low£ |  |  |  |  | 129200
300kW, low lease, no expot | 10p, low£ | 300kW, £500/acre (no export) | 10p/kWh, favourable capex | 13.73% | 13800 | 4939.95 | 3% | 842.325 | 26397.4241 | 258.5448 | 9900 | 300kW, high lease. 12p, high£, grid+ | 10600 | 6000 | 3700 | 1700 | 9.283% | 232800 | 232800 | 10p, low£ |  |  |  |  | 232800 | [5 empty] | 10p, low£ |  |  |  |  | 232800
300kW, low lease, no expot | 10p, high£ | 300kW, £500/acre (no export) | 10p/kWh, high capex | 9.684% | 10200 | 6000 | 3% | 842.325 | 26397.4241 | 258.5448 | 9900 | [6 empty] | 177100 | 176500 | 10p, high£ |  |  |  |  | 177100 | [5 empty] | 10p, high£ |  |  |  |  | 176500
300kW, low lease, no expot | 12p, low£ | 300kW, £500/acre (no export) | 12p/kWh, favourable capex | 17.21% | 19800 | 4939.95 | 3% | 842.325 | 31676.9089 | 258.5448 | 4600 | 300kW, low lease, no expot. 9p, low£ | 10700 | 4900 | 12500 | 800 | 11.91% | 327500 | 327500 | 12p, low£ |  |  |  |  | 327500 | [5 empty] | 12p, low£ |  |  |  |  | 327500
300kW, low lease, no expot | 12p, low£ | 300kW, £500/acre (no export) | 12p/kWh, high capex | 12.49% | 16300 | 6000 | 3% | 842.325 | 31676.9089 | 258.5448 | 4600 | 300kW, low lease, no expot. 9p, low£ | 7200 | 6000 | 12500 | 800 | 8.188% | 271700 | 271200 | 12p, low£ |  |  |  |  | 271700 | [5 empty] | 12p, low£ |  |  |  |  | 271200
300kW, low lease, no expot | 9p, mid£, grid+ | 300kW, £500/acre (no export) | 9p/kWh, mid capex, high grid | 8.97% | 7900 | 6000 | 3% | 842.325 | 23757.6817 | 258.5448 | 12500 | 300kW, low lease, no expot. 10p, low£ | 13800 | 4900 | 9900 | 800 | 13.73% | 143900 | 143700 | 9p, mid£, grid+ |  |  |  |  | 143900 | [5 empty] | 9p, mid£, grid+ |  |  |  |  | 143700
300kW, low lease, no expot | 9p, high£, grid+ | 300kW, £500/acre (no export) | 9p/kWh, high capex, high grid | 7.243% | 6200 | 6000 | 3% | 842.325 | 23757.6817 | 258.5448 | 12500 | 300kW, low lease, no expot. 10p, high£ | 10200 | 6000 | 9900 | 800 | 9.684% | 110400 | 109400 | 9p, high£, grid+ |  |  |  |  | 110400 | [5 empty] | 9p, high£, grid+ |  |  |  |  | 109400
300kW, low lease, no expot | 10p, mid£, grid+ | 300kW, £500/acre (no export) | 10p/kWh, mid capex, high grid | 10.53% | 10900 | 6000 | 3% | 842.325 | 26397.4241 | 258.5448 | 9900 | 300kW, low lease, no expot. 12p, low£ | 19800 | 4900 | 4600 | 800 | 17.21% | 191200 | 191000 | 10p, mid£, grid+ |  |  |  |  | 191200 | [5 empty] | 10p, mid£, grid+ |  |  |  |  | 191000
300kW, low lease, no expot | 10p, high£, grid+ | 300kW, £500/acre (no export) | 10p/kWh, high capex, high grid | 8.665% | 9200 | 6000 | 3% | 842.325 | 26397.4241 | 258.5448 | 9900 | 300kW, low lease, no expot. 12p, low£ | 16300 | 6000 | 4600 | 800 | 12.49% | 157700 | 156700 | 10p, high£, grid+ |  |  |  |  | 157700 | [5 empty] | 10p, high£, grid+ |  |  |  |  | 156700
300kW, low lease, no expot | 12p, mid£, grid+ | 300kW, £500/acre (no export) | 12p/kWh, mid capex, high grid | 13.47% | 17000 | 6000 | 3% | 842.325 | 31676.9089 | 258.5448 | 4600 | 300kW, low lease, no expot. 9p, mid£, grid+ | 7900 | 6000 | 12500 | 800 | 8.97% | 285900 | 285700 | 12p, mid£, grid+ |  |  |  |  | 285900 | [5 empty] | 12p, mid£, grid+ |  |  |  |  | 285700
300kW, low lease, no expot | 12p, high£, grid+ | 300kW, £500/acre (no export) | 12p/kWh, high capex, high grid | 11.32% | 15300 | 6000 | 3% | 842.325 | 31676.9089 | 258.5448 | 4600 | 300kW, low lease, no expot. 9p, high£, grid+ | 6200 | 6000 | 12500 | 800 | 7.243% | 252400 | 251400 | 12p, high£, grid+ |  |  |  |  | 252400 | [5 empty] | 12p, high£, grid+ |  |  |  |  | 251400
300kW, high lease, no export | 9p, low£ | 300kW, £1000/acre (no export) | 9p/kWh, favourable capex | 11.63% | 9900 | 4804.95 | 3% | 1684.65 | 23757.6817 | 258.5448 | 12500 | 300kW, low lease, no expot. 10p, mid£, grid+ | 10900 | 6000 | 9900 | 800 | 10.53% | 173100 | 173100 | 9p, low£ | [5 empty] | 173100 |  |  |  |  | 9p, low£ | [5 empty] | 173100
300kW, high lease, no export | 9p, low£ | 300kW, £1000/acre (no export) | 9p/kWh, high capex | 7.871% | 6300 | 6000 | 3% | 1684.65 | 23757.6817 | 258.5448 | 12500 | 300kW, low lease, no expot. 10p, high£, grid+ | 9200 | 6000 | 9900 | 800 | 8.665% | 117300 | 116900 | 9p, low£ | [5 empty] | 117300 |  |  |  |  | 9p, low£ | [5 empty] | 116900
300kW, high lease, no export | 10p, low£ | 300kW, £1000/acre (no export) | 10p/kWh, favourable capex | 13.52% | 13000 | 4804.95 | 3% | 1684.65 | 26397.4241 | 258.5448 | 9900 | 300kW, low lease, no expot. 12p, mid£, grid+ | 17000 | 6000 | 4600 | 800 | 13.47% | 220400 | 220400 | 10p, low£ | [5 empty] | 220400 |  |  |  |  | 10p, low£ | [5 empty] | 220400
300kW, high lease, no export | 10p, high£ | 300kW, £1000/acre (no export) | 10p/kWh, high capex | 9.417% | 9300 | 6000 | 3% | 1684.65 | 26397.4241 | 258.5448 | 9900 | 300kW, low lease, no expot. 12p, high£, grid+ | 15300 | 6000 | 4600 | 800 | 11.32% | 164600 | 164200 | 10p, high£ | [5 empty] | 164600 |  |  |  |  | 10p, high£ | [5 empty] | 164200
300kW, high lease, no export | 12p, low£ | 300kW, £1000/acre (no export) | 12p/kWh, favourable capex | 17.11% | 19100 | 4804.95 | 3% | 1684.65 | 31676.9089 | 258.5448 | 4600 | [6 empty] | 315100 | 315100 | 12p, low£ | [5 empty] | 315100 |  |  |  |  | 12p, low£ | [5 empty] | 315100
300kW, high lease, no export | 12p, low£ | 300kW, £1000/acre (no export) | 12p/kWh, high capex | 12.3% | 15400 | 6000 | 3% | 1684.65 | 31676.9089 | 258.5448 | 4600 | 300kW, high lease, no export. 9p, low£ | 9900 | 4800 | 12500 | 1700 | 11.63% | 259300 | 258900 | 12p, low£ | [5 empty] | 259300 |  |  |  |  | 12p, low£ | [5 empty] | 258900
300kW, high lease, no export | 9p, mid£, grid+ | 300kW, £1000/acre (no export) | 9p/kWh, mid capex, high grid | 9.762% | 8200 | 5557.5 | 3% | 1684.65 | 23757.6817 | 258.5448 | 12500 | 300kW, high lease, no export. 9p, low£ | 6300 | 6000 | 12500 | 1700 | 7.871% | 148800 | 148800 | 9p, mid£, grid+ | [5 empty] | 148800 |  |  |  |  | 9p, mid£, grid+ | [5 empty] | 148800
300kW, high lease, no export | 9p, high£, grid+ | 300kW, £1000/acre (no export) | 9p/kWh, high capex, high grid | 7.77% | 6200 | 6000 | 3% | 1684.65 | 23757.6817 | 258.5448 | 12500 | 300kW, high lease, no export. 10p, low£ | 13000 | 4800 | 9900 | 1700 | 13.52% | 115400 | 114900 | 9p, high£, grid+ | [5 empty] | 115400 |  |  |  |  | 9p, high£, grid+ | [5 empty] | 114900
300kW, high lease, no export | 10p, mid£, grid+ | 300kW, £1000/acre (no export) | 10p/kWh, mid capex, high grid | 11.47% | 11200 | 5557.5 | 3% | 1684.65 | 26397.4241 | 258.5448 | 9900 | 300kW, high lease, no export. 10p, high£ | 9300 | 6000 | 9900 | 1700 | 9.417% | 196200 | 196200 | 10p, mid£, grid+ | [5 empty] | 196200 |  |  |  |  | 10p, mid£, grid+ | [5 empty] | 196200
300kW, high lease, no export | 10p, high£, grid+ | 300kW, £1000/acre (no export) | 10p/kWh, high capex, high grid | 9.308% | 9200 | 6000 | 3% | 1684.65 | 26397.4241 | 258.5448 | 9900 | 300kW, high lease, no export. 12p, low£ | 19100 | 4800 | 4600 | 1700 | 17.11% | 162700 | 162200 | 10p, high£, grid+ | [5 empty] | 162700 |  |  |  |  | 10p, high£, grid+ | [5 empty] | 162200
300kW, high lease, no export | 12p, mid£, grid+ | 300kW, £1000/acre (no export) | 12p/kWh, mid capex, high grid | 14.7% | 17300 | 5557.5 | 3% | 1684.65 | 31676.9089 | 258.5448 | 4600 | 300kW, high lease, no export. 12p, low£ | 15400 | 6000 | 4600 | 1700 | 12.3% | 290800 | 290800 | 12p, mid£, grid+ | [5 empty] | 290800 |  |  |  |  | 12p, mid£, grid+ | [5 empty] | 290800
300kW, high lease, no export | 12p, high£, grid+ | 300kW, £1000/acre (no export) | 12p/kWh, high capex, high grid | 12.18% | 15300 | 6000 | 3% | 1684.65 | 31676.9089 | 258.5448 | 4600 | 300kW, high lease, no export. 9p, mid£, grid+ | 8200 | 5600 | 12500 | 1700 | 9.762% | 257400 | 256900 | 12p, high£, grid+ | [5 empty] | 257400 |  |  |  |  | 12p, high£, grid+ | [5 empty] | 256900
500kW, low lease, no grant | 9p, low£ | 500kW, £500/acre (no grant) | 9p/kWh, favourable capex | 2.786% | 5600 | 0 | 1.875% | 842.325 | 23757.6817 | 258.5448 | 12500 | 300kW, high lease, no export. 9p, high£, grid+ | 6200 | 6000 | 12500 | 1700 | 7.77% | -29700 | -34300 | 9p, low£ | [6 empty] | -29700 |  |  |  | 9p, low£ | [6 empty] | -34300
500kW, low lease, no grant | 9p, low£ | 500kW, £500/acre (no grant) | 9p/kWh, high capex | 0.9975% | 5600 | 0 | 1.875% | 842.325 | 23757.6817 | 258.5448 | 12500 | 300kW, high lease, no export. 10p, mid£, grid+ | 11200 | 5600 | 9900 | 1700 | 11.47% | -122000 | -129000 | 9p, low£ | [6 empty] | -122000 |  |  |  | 9p, low£ | [6 empty] | -129000
500kW, low lease, no grant | 10p, low£ | 500kW, £500/acre (no grant) | 10p/kWh, favourable capex | 3.91% | 7600 | 0 | 1.875% | 842.325 | 26397.4241 | 258.5448 | 9900 | 300kW, high lease, no export. 10p, high£, grid+ | 9200 | 6000 | 9900 | 1700 | 9.308% | 17700 | 13100 | 10p, low£ | [6 empty] | 17700 |  |  |  | 10p, low£ | [6 empty] | 13100
500kW, low lease, no grant | 10p, high£ | 500kW, £500/acre (no grant) | 10p/kWh, high capex | 2.024% | 7600 | 0 | 1.875% | 842.325 | 26397.4241 | 258.5448 | 9900 | 300kW, high lease, no export. 12p, mid£, grid+ | 17300 | 5600 | 4600 | 1700 | 14.7% | -74700 | -81600 | 10p, high£ | [6 empty] | -74700 |  |  |  | 10p, high£ | [6 empty] | -81600
500kW, low lease, no grant | 12p, low£ | 500kW, £500/acre (no grant) | 12p/kWh, favourable capex | 5.953% | 11500 | 0 | 1.875% | 842.325 | 31676.9089 | 258.5448 | 4600 | 300kW, high lease, no export. 12p, high£, grid+ | 15300 | 6000 | 4600 | 1700 | 12.18% | 112300 | 107800 | 12p, low£ | [6 empty] | 112300 |  |  |  | 12p, low£ | [6 empty] | 107800
500kW, low lease, no grant | 12p, low£ | 500kW, £500/acre (no grant) | 12p/kWh, high capex | 3.872% | 11500 | 0 | 1.875% | 842.325 | 31676.9089 | 258.5448 | 4600 | [6 empty] | 20000 | 13100 | 12p, low£ | [6 empty] | 20000 |  |  |  | 12p, low£ | [6 empty] | 13100
500kW, low lease, no grant | 9p, mid£, grid+ | 500kW, £500/acre (no grant) | 9p/kWh, mid capex, high grid | 1.632% | 5600 | 0 | 1.875% | 842.325 | 23757.6817 | 258.5448 | 12500 | 500kW, low lease, no grant. 9p, low£ | 5600 | 0 | 12500 | 800 | 2.786% | -85900 | -92000 | 9p, mid£, grid+ | [6 empty] | -85900 |  |  |  | 9p, mid£, grid+ | [6 empty] | -92000
500kW, low lease, no grant | 9p, high£, grid+ | 500kW, £500/acre (no grant) | 9p/kWh, high capex, high grid | 0.6851% | 5600 | 0 | 1.875% | 842.325 | 23757.6817 | 258.5448 | 12500 | 500kW, low lease, no grant. 9p, low£ | 5600 | 0 | 12500 | 800 | 0.9975% | -141400 | -148800 | 9p, high£, grid+ | [6 empty] | -141400 |  |  |  | 9p, high£, grid+ | [6 empty] | -148800
500kW, low lease, no grant | 10p, mid£, grid+ | 500kW, £500/acre (no grant) | 10p/kWh, mid capex, high grid | 2.691% | 7600 | 0 | 1.875% | 842.325 | 26397.4241 | 258.5448 | 9900 | 500kW, low lease, no grant. 10p, low£ | 7600 | 0 | 9900 | 800 | 3.91% | -38600 | -44600 | 10p, mid£, grid+ | [6 empty] | -38600 |  |  |  | 10p, mid£, grid+ | [6 empty] | -44600
500kW, low lease, no grant | 10p, high£, grid+ | 500kW, £500/acre (no grant) | 10p/kWh, high capex, high grid | 1.696% | 7600 | 0 | 1.875% | 842.325 | 26397.4241 | 258.5448 | 9900 | 500kW, low lease, no grant. 10p, high£ | 7600 | 0 | 9900 | 800 | 2.024% | -94000 | -101400 | 10p, high£, grid+ | [6 empty] | -94000 |  |  |  | 10p, high£, grid+ | [6 empty] | -101400
500kW, low lease, no grant | 12p, mid£, grid+ | 500kW, £500/acre (no grant) | 12p/kWh, mid capex, high grid | 4.605% | 11500 | 0 | 1.875% | 842.325 | 31676.9089 | 258.5448 | 4600 | 500kW, low lease, no grant. 12p, low£ | 11500 | 0 | 4600 | 800 | 5.953% | 56100 | 50100 | 12p, mid£, grid+ | [6 empty] | 56100 |  |  |  | 12p, mid£, grid+ | [6 empty] | 50100
500kW, low lease, no grant | 12p, high£, grid+ | 500kW, £500/acre (no grant) | 12p/kWh, high capex, high grid | 3.512% | 11500 | 0 | 1.875% | 842.325 | 31676.9089 | 258.5448 | 4600 | 500kW, low lease, no grant. 12p, low£ | 11500 | 0 | 4600 | 800 | 3.872% | 700 | -6800 | 12p, high£, grid+ | [6 empty] | 700 |  |  |  | 12p, high£, grid+ | [6 empty] | -6800
0 | 9p, low£ | Blank site 2 | 9p/kWh, favourable capex | n/a | 0 | 0 | 0% | 0 | 0 | 0 | 0 | 500kW, low lease, no grant. 9p, mid£, grid+ | 5600 | 0 | 12500 | 800 | 1.632% | 0 | 0 | 9p, low£ | [7 empty] | 0 |  |  | 9p, low£ | [7 empty] | 0
0 | 9p, low£ | Blank site 2 | 9p/kWh, high capex | n/a | 0 | 0 | 0% | 0 | 0 | 0 | 0 | 500kW, low lease, no grant. 9p, high£, grid+ | 5600 | 0 | 12500 | 800 | 0.6851% | 0 | 0 | 9p, low£ | [7 empty] | 0 |  |  | 9p, low£ | [7 empty] | 0
0 | 10p, low£ | Blank site 2 | 10p/kWh, favourable capex | n/a | 0 | 0 | 0% | 0 | 0 | 0 | 0 | 500kW, low lease, no grant. 10p, mid£, grid+ | 7600 | 0 | 9900 | 800 | 2.691% | 0 | 0 | 10p, low£ | [7 empty] | 0 |  |  | 10p, low£ | [7 empty] | 0
0 | 10p, high£ | Blank site 2 | 10p/kWh, high capex | n/a | 0 | 0 | 0% | 0 | 0 | 0 | 0 | 500kW, low lease, no grant. 10p, high£, grid+ | 7600 | 0 | 9900 | 800 | 1.696% | 0 | 0 | 10p, high£ | [7 empty] | 0 |  |  | 10p, high£ | [7 empty] | 0
0 | 12p, low£ | Blank site 2 | 12p/kWh, favourable capex | n/a | 0 | 0 | 0% | 0 | 0 | 0 | 0 | 500kW, low lease, no grant. 12p, mid£, grid+ | 11500 | 0 | 4600 | 800 | 4.605% | 0 | 0 | 12p, low£ | [7 empty] | 0 |  |  | 12p, low£ | [7 empty] | 0
0 | 12p, low£ | Blank site 2 | 12p/kWh, high capex | n/a | 0 | 0 | 0% | 0 | 0 | 0 | 0 | 500kW, low lease, no grant. 12p, high£, grid+ | 11500 | 0 | 4600 | 800 | 3.512% | 0 | 0 | 12p, low£ | [7 empty] | 0 |  |  | 12p, low£ | [7 empty] | 0
0 | 9p, mid£, grid+ | Blank site 2 | 9p/kWh, mid capex, high grid | n/a | 0 | 0 | 0% | 0 | 0 | 0 | 0 | [6 empty] | 0 | 0 | 9p, mid£, grid+ | [7 empty] | 0 |  |  | 9p, mid£, grid+ | [7 empty] | 0
0 | 9p, high£, grid+ | Blank site 2 | 9p/kWh, high capex, high grid | n/a | 0 | 0 | 0% | 0 | 0 | 0 | 0 | 0. 9p, low£ | 0 | 0 | 0 | 0 | n/a | 0 | 0 | 9p, high£, grid+ | [7 empty] | 0 |  |  | 9p, high£, grid+ | [7 empty] | 0
0 | 10p, mid£, grid+ | Blank site 2 | 10p/kWh, mid capex, high grid | n/a | 0 | 0 | 0% | 0 | 0 | 0 | 0 | 0. 9p, low£ | 0 | 0 | 0 | 0 | n/a | 0 | 0 | 10p, mid£, grid+ | [7 empty] | 0 |  |  | 10p, mid£, grid+ | [7 empty] | 0
0 | 10p, high£, grid+ | Blank site 2 | 10p/kWh, high capex, high grid | n/a | 0 | 0 | 0% | 0 | 0 | 0 | 0 | 0. 10p, low£ | 0 | 0 | 0 | 0 | n/a | 0 | 0 | 10p, high£, grid+ | [7 empty] | 0 |  |  | 10p, high£, grid+ | [7 empty] | 0
0 | 12p, mid£, grid+ | Blank site 2 | 12p/kWh, mid capex, high grid | n/a | 0 | 0 | 0% | 0 | 0 | 0 | 0 | 0. 10p, high£ | 0 | 0 | 0 | 0 | n/a | 0 | 0 | 12p, mid£, grid+ | [7 empty] | 0 |  |  | 12p, mid£, grid+ | [7 empty] | 0
0 | 12p, high£, grid+ | Blank site 2 | 12p/kWh, high capex, high grid | n/a | 0 | 0 | 0% | 0 | 0 | 0 | 0 | 0. 12p, low£ | 0 | 0 | 0 | 0 | n/a | 0 | 0 | 12p, high£, grid+ | [7 empty] | 0 |  |  | 12p, high£, grid+ | [7 empty] | 0
0 | 9p, low£ | Blank site 3 | 9p/kWh, favourable capex | n/a | 0 | 0 | 0% | 0 | 0 | 0 | 0 | 0. 12p, low£ | 0 | 0 | 0 | 0 | n/a | 0 | 0 | 9p, low£ | [8 empty] | 0 |  | 9p, low£ | [8 empty] | 0
0 | 9p, low£ | Blank site 3 | 9p/kWh, high capex | n/a | 0 | 0 | 0% | 0 | 0 | 0 | 0 | 0. 9p, mid£, grid+ | 0 | 0 | 0 | 0 | n/a | 0 | 0 | 9p, low£ | [8 empty] | 0 |  | 9p, low£ | [8 empty] | 0
0 | 10p, low£ | Blank site 3 | 10p/kWh, favourable capex | n/a | 0 | 0 | 0% | 0 | 0 | 0 | 0 | 0. 9p, high£, grid+ | 0 | 0 | 0 | 0 | n/a | 0 | 0 | 10p, low£ | [8 empty] | 0 |  | 10p, low£ | [8 empty] | 0
0 | 10p, high£ | Blank site 3 | 10p/kWh, high capex | n/a | 0 | 0 | 0% | 0 | 0 | 0 | 0 | 0. 10p, mid£, grid+ | 0 | 0 | 0 | 0 | n/a | 0 | 0 | 10p, high£ | [8 empty] | 0 |  | 10p, high£ | [8 empty] | 0
0 | 12p, low£ | Blank site 3 | 12p/kWh, favourable capex | n/a | 0 | 0 | 0% | 0 | 0 | 0 | 0 | 0. 10p, high£, grid+ | 0 | 0 | 0 | 0 | n/a | 0 | 0 | 12p, low£ | [8 empty] | 0 |  | 12p, low£ | [8 empty] | 0
0 | 12p, low£ | Blank site 3 | 12p/kWh, high capex | n/a | 0 | 0 | 0% | 0 | 0 | 0 | 0 | 0. 12p, mid£, grid+ | 0 | 0 | 0 | 0 | n/a | 0 | 0 | 12p, low£ | [8 empty] | 0 |  | 12p, low£ | [8 empty] | 0
0 | 9p, mid£, grid+ | Blank site 3 | 9p/kWh, mid capex, high grid | n/a | 0 | 0 | 0% | 0 | 0 | 0 | 0 | 0. 12p, high£, grid+ | 0 | 0 | 0 | 0 | n/a | 0 | 0 | 9p, mid£, grid+ | [8 empty] | 0 |  | 9p, mid£, grid+ | [8 empty] | 0
0 | 9p, high£, grid+ | Blank site 3 | 9p/kWh, high capex, high grid | n/a | 0 | 0 | 0% | 0 | 0 | 0 | 0 | [6 empty] | 0 | 0 | 9p, high£, grid+ | [8 empty] | 0 |  | 9p, high£, grid+ | [8 empty] | 0
0 | 10p, mid£, grid+ | Blank site 3 | 10p/kWh, mid capex, high grid | n/a | 0 | 0 | 0% | 0 | 0 | 0 | 0 | [6 empty] | 0 | 0 | 10p, mid£, grid+ | [8 empty] | 0 |  | 10p, mid£, grid+ | [8 empty] | 0
0 | 10p, high£, grid+ | Blank site 3 | 10p/kWh, high capex, high grid | n/a | 0 | 0 | 0% | 0 | 0 | 0 | 0 | [6 empty] | 0 | 0 | 10p, high£, grid+ | [8 empty] | 0 |  | 10p, high£, grid+ | [8 empty] | 0
0 | 12p, mid£, grid+ | Blank site 3 | 12p/kWh, mid capex, high grid | n/a | 0 | 0 | 0% | 0 | 0 | 0 | 0 | [6 empty] | 0 | 0 | 12p, mid£, grid+ | [8 empty] | 0 |  | 12p, mid£, grid+ | [8 empty] | 0
0 | 12p, high£, grid+ | Blank site 3 | 12p/kWh, high capex, high grid | n/a | 0 | 0 | 0% | 0 | 0 | 0 | 0 | [6 empty] | 0 | 0 | 12p, high£, grid+ | [8 empty] | 0 |  | 12p, high£, grid+ | [8 empty] | 0
0 | 9p, low£ | Blank site 4 | 9p/kWh, favourable capex | n/a | 0 | 0 | 0% | 0 | 0 | 0 | 0 | [6 empty] | 0 | 0 | 9p, low£ | [9 empty] | 0 | 9p, low£ | [9 empty] | 0
0 | 9p, low£ | Blank site 4 | 9p/kWh, high capex | n/a | 0 | 0 | 0% | 0 | 0 | 0 | 0 | [6 empty] | 0 | 0 | 9p, low£ | [9 empty] | 0 | 9p, low£ | [9 empty] | 0
0 | 10p, low£ | Blank site 4 | 10p/kWh, favourable capex | n/a | 0 | 0 | 0% | 0 | 0 | 0 | 0 | [6 empty] | 0 | 0 | 10p, low£ | [9 empty] | 0 | 10p, low£ | [9 empty] | 0
0 | 10p, high£ | Blank site 4 | 10p/kWh, high capex | n/a | 0 | 0 | 0% | 0 | 0 | 0 | 0 | [6 empty] | 0 | 0 | 10p, high£ | [9 empty] | 0 | 10p, high£ | [9 empty] | 0
0 | 12p, low£ | Blank site 4 | 12p/kWh, favourable capex | n/a | 0 | 0 | 0% | 0 | 0 | 0 | 0 | [6 empty] | 0 | 0 | 12p, low£ | [9 empty] | 0 | 12p, low£ | [9 empty] | 0
0 | 12p, low£ | Blank site 4 | 12p/kWh, high capex | n/a | 0 | 0 | 0% | 0 | 0 | 0 | 0 | [6 empty] | 0 | 0 | 12p, low£ | [9 empty] | 0 | 12p, low£ | [9 empty] | 0
0 | 9p, mid£, grid+ | Blank site 4 | 9p/kWh, mid capex, high grid | n/a | 0 | 0 | 0% | 0 | 0 | 0 | 0 | [6 empty] | 0 | 0 | 9p, mid£, grid+ | [9 empty] | 0 | 9p, mid£, grid+ | [9 empty] | 0
0 | 9p, high£, grid+ | Blank site 4 | 9p/kWh, high capex, high grid | n/a | 0 | 0 | 0% | 0 | 0 | 0 | 0 | [6 empty] | 0 | 0 | 9p, high£, grid+ | [9 empty] | 0 | 9p, high£, grid+ | [9 empty] | 0
0 | 10p, mid£, grid+ | Blank site 4 | 10p/kWh, mid capex, high grid | n/a | 0 | 0 | 0% | 0 | 0 | 0 | 0 | [6 empty] | 0 | 0 | 10p, mid£, grid+ | [9 empty] | 0 | 10p, mid£, grid+ | [9 empty] | 0
0 | 10p, high£, grid+ | Blank site 4 | 10p/kWh, high capex, high grid | n/a | 0 | 0 | 0% | 0 | 0 | 0 | 0 | [6 empty] | 0 | 0 | 10p, high£, grid+ | [9 empty] | 0 | 10p, high£, grid+ | [9 empty] | 0
0 | 12p, mid£, grid+ | Blank site 4 | 12p/kWh, mid capex, high grid | n/a | 0 | 0 | 0% | 0 | 0 | 0 | 0 | [6 empty] | 0 | 0 | 12p, mid£, grid+ | [9 empty] | 0 | 12p, mid£, grid+ | [9 empty] | 0
0 | 12p, high£, grid+ | Blank site 4 | 12p/kWh, high capex, high grid | n/a | 0 | 0 | 0% | 0 | 0 | 0 | 0 | [6 empty] | 0 | 0 | 12p, high£, grid+ | [9 empty] | 0 | 12p, high£, grid+ | [9 empty] | 0
N.B - F9 TO UPDATE OF MODEL RESULTS, NOT AUTOMATIC
Press F9 / Fn+F9 to update

## Loan Rates
LOAN RATES
The following data table uses Public Works Loan Board (PWLB) rates as published on the 14th May 2020 and may not be current at the time of using this model.
Up to date rates can be checked at https://www.dmo.gov.uk/responsibilities/local-authority-lending/current-interest-rates/
REPAYMENT OPTIONS
Current modelled scenario | [5 empty] | Year | 0 | 1 | 2 | 3 | 4 | 5 | 6 | 7 | 8 | 9 | 10 | 11 | 12 | 13 | 14 | 15 | 16 | 17 | 18 | 19 | 20 | 21 | 22 | 23 | 24 | 25 | 26 | 27 | 28 | 29 | 30 | 31 | 32 | 33 | 34 | 35 | 36 | 37 | 38 | 39 | 40 | 41 | 42 | 43 | 44 | 45 | 46 | 47 | 48 | 49 | 50
Senior loan debt | 0 |  |  |  |  | PWLB EIP |  | 0 | 0 | 0 | 0 | 0 | 0 | 0 | 0 | 0 | 0 | 0 | 0 | 0 | 0 | 0 | 0 | 0 | 0 | 0 | 0 | 0 | 0 | 0 | 0 | 0 | 0 | 0 | 0 | 0 | 0 | 0 | 0 | 0 | 0 | 0 | 0 | 0 | 0 | 0 | 0 | 0 | 0 | 0 | 0 | 0 | 0 | 0 | 0 | 0 | 0
Loan Term | 0 | years |  |  |  | PWLB Annuity |  | 0 | 0 | 0 | 0 | 0 | 0 | 0 | 0 | 0 | 0 | 0 | 0 | 0 | 0 | 0 | 0 | 0 | 0 | 0 | 0 | 0 | 0 | 0 | 0 | 0 | 0 | 0 | 0 | 0 | 0 | 0 | 0 | 0 | 0 | 0 | 0 | 0 | 0 | 0 | 0 | 0 | 0 | 0 | 0 | 0 | 0 | 0 | 0 | 0 | 0
Loan Type | Standard APR |  |  |  |  | PWLB Maturity |  | 0 | 0 | 0 | 0 | 0 | 0 | 0 | 0 | 0 | 0 | 0 | 0 | 0 | 0 | 0 | 0 | 0 | 0 | 0 | 0 | 0 | 0 | 0 | 0 | 0 | 0 | 0 | 0 | 0 | 0 | 0 | 0 | 0 | 0 | 0 | 0 | 0 | 0 | 0 | 0 | 0 | 0 | 0 | 0 | 0 | 0 | 0 | 0 | 0 | 0
Standard New Loan Rates for given loan term | [5 empty] | Standard APR |  | 0 | 0 | 0 | 0 | 0 | 0 | 0 | 0 | 0 | 0 | 0 | 0 | 0 | 0 | 0 | 0 | 0 | 0 | 0 | 0 | 0 | 0 | 0 | 0 | 0 | 0 | 0 | 0 | 0 | 0 | 0 | 0 | 0 | 0 | 0 | 0 | 0 | 0 | 0 | 0 | 0 | 0 | 0 | 0 | 0 | 0 | 0 | 0 | 0 | 0
PWLB EIP | #N/A |  |  |  |  | In model |  | 0 | 0 | 0 | 0 | 0 | 0 | 0 | 0 | 0 | 0 | 0 | 0 | 0 | 0 | 0 | 0 | 0 | 0 | 0 | 0 | 0 | 0 | 0 | 0 | 0 | 0 | 0 | 0 | 0 | 0 | 0 | 0 | 0 | 0 | 0 | 0 | 0 | 0 | 0 | 0 | 0 | 0 | 0 | 0 | 0 | 0 | 0 | 0 | 0 | 0
PWLB Annuity | #N/A
PWLB Maturity | #N/A
Standard APR | 4% | from global assumptions tab |  |  | Debt corkscrews | Year | 0 | 1 | 2 | 3 | 4 | 5 | 6 | 7 | 8 | 9 | 10 | 11 | 12 | 13 | 14 | 15 | 16 | 17 | 18 | 19 | 20 | 21 | 22 | 23 | 24 | 25 | 26 | 27 | 28 | 29 | 30 | 31 | 32 | 33 | 34 | 35 | 36 | 37 | 38 | 39 | 40 | 41 | 42 | 43 | 44 | 45 | 46 | 47 | 48 | 49 | 50
Used in model | 4% | (Standard APR) |  |  | Standard APR
[5 empty] | Amount to repay | #NUM!
Period (years) |  | Standard New Loan Rates |  |  | Debt at start of year |  |  | 0 | 0 | 0 | 0 | 0 | 0 | 0 | 0 | 0 | 0 | 0 | 0 | 0 | 0 | 0 | 0 | 0 | 0 | 0 | 0 | 0 | 0 | 0 | 0 | 0 | 0 | 0 | 0 | 0 | 0 | 0 | 0 | 0 | 0 | 0 | 0 | 0 | 0 | 0 | 0 | 0 | 0 | 0 | 0 | 0 | 0 | 0 | 0 | 0 | 0
|  | EIP Rate | Annuity Rate | Maturity Rate | Interest capitalised |  |  | 0 | 0 | 0 | 0 | 0 | 0 | 0 | 0 | 0 | 0 | 0 | 0 | 0 | 0 | 0 | 0 | 0 | 0 | 0 | 0 | 0 | 0 | 0 | 0 | 0 | 0 | 0 | 0 | 0 | 0 | 0 | 0 | 0 | 0 | 0 | 0 | 0 | 0 | 0 | 0 | 0 | 0 | 0 | 0 | 0 | 0 | 0 | 0 | 0 | 0
[8 empty] | 0 | 0 | 0 | 0 | 0 | 0 | 0 | 0 | 0 | 0 | 0 | 0 | 0 | 0 | 0 | 0 | 0 | 0 | 0 | 0 | 0 | 0 | 0 | 0 | 0 | 0 | 0 | 0 | 0 | 0 | 0 | 0 | 0 | 0 | 0 | 0 | 0 | 0 | 0 | 0 | 0 | 0 | 0 | 0 | 0 | 0 | 0 | 0 | 0 | 0
1 year | 1 | 0 | 0 | 2.03 | Repayment |  |  | 0 | 0 | 0 | 0 | 0 | 0 | 0 | 0 | 0 | 0 | 0 | 0 | 0 | 0 | 0 | 0 | 0 | 0 | 0 | 0 | 0 | 0 | 0 | 0 | 0 | 0 | 0 | 0 | 0 | 0 | 0 | 0 | 0 | 0 | 0 | 0 | 0 | 0 | 0 | 0 | 0 | 0 | 0 | 0 | 0 | 0 | 0 | 0 | 0 | 0
Over 1 not over 1½ | 1.5 | 0 | 0 | 2.03 | Debt at end of year |  |  | 0 | 0 | 0 | 0 | 0 | 0 | 0 | 0 | 0 | 0 | 0 | 0 | 0 | 0 | 0 | 0 | 0 | 0 | 0 | 0 | 0 | 0 | 0 | 0 | 0 | 0 | 0 | 0 | 0 | 0 | 0 | 0 | 0 | 0 | 0 | 0 | 0 | 0 | 0 | 0 | 0 | 0 | 0 | 0 | 0 | 0 | 0 | 0 | 0 | 0
Over 1½ not over 2 | 2 | 2.03 | 2.03 | 2.02
Over 2 not over 2½ | 2.5 | 2.02 | 2.02 | 2.01 | PWLB EIP
Over 2½ not over 3 | 3 | 2.02 | 2.02 | 2.01 | Opening balance (£) |  |  | 0 | 0 | 0 | 0 | 0 | 0 | 0 | 0 | 0 | 0 | 0 | 0 | 0 | 0 | 0 | 0 | 0 | 0 | 0 | 0 | 0 | 0 | 0 | 0 | 0 | 0 | 0 | 0 | 0 | 0 | 0 | 0 | 0 | 0 | 0 | 0 | 0 | 0 | 0 | 0 | 0 | 0 | 0 | 0 | 0 | 0 | 0 | 0 | 0 | 0
Over 3 not over 3½ | 3.5 | 2.01 | 2.01 | 2.01 | Interest (£) |  |  | 0 | 0 | 0 | 0 | 0 | 0 | 0 | 0 | 0 | 0 | 0 | 0 | 0 | 0 | 0 | 0 | 0 | 0 | 0 | 0 | 0 | 0 | 0 | 0 | 0 | 0 | 0 | 0 | 0 | 0 | 0 | 0 | 0 | 0 | 0 | 0 | 0 | 0 | 0 | 0 | 0 | 0 | 0 | 0 | 0 | 0 | 0 | 0 | 0 | 0
Over 3½ not over 4 | 4 | 2.01 | 2.01 | 2.01 | Principal (£) |  |  | 0 | 0 | 0 | 0 | 0 | 0 | 0 | 0 | 0 | 0 | 0 | 0 | 0 | 0 | 0 | 0 | 0 | 0 | 0 | 0 | 0 | 0 | 0 | 0 | 0 | 0 | 0 | 0 | 0 | 0 | 0 | 0 | 0 | 0 | 0 | 0 | 0 | 0 | 0 | 0 | 0 | 0 | 0 | 0 | 0 | 0 | 0 | 0 | 0 | 0
Over 4 not over 4½ | 4.5 | 2.01 | 2.01 | 2.01 | Instalment (£) |  |  | 0 | 0 | 0 | 0 | 0 | 0 | 0 | 0 | 0 | 0 | 0 | 0 | 0 | 0 | 0 | 0 | 0 | 0 | 0 | 0 | 0 | 0 | 0 | 0 | 0 | 0 | 0 | 0 | 0 | 0 | 0 | 0 | 0 | 0 | 0 | 0 | 0 | 0 | 0 | 0 | 0 | 0 | 0 | 0 | 0 | 0 | 0 | 0 | 0 | 0
Over 4½ not over 5 | 5 | 2.01 | 2.01 | 2.02 | Closing balance (£) |  |  | 0 | 0 | 0 | 0 | 0 | 0 | 0 | 0 | 0 | 0 | 0 | 0 | 0 | 0 | 0 | 0 | 0 | 0 | 0 | 0 | 0 | 0 | 0 | 0 | 0 | 0 | 0 | 0 | 0 | 0 | 0 | 0 | 0 | 0 | 0 | 0 | 0 | 0 | 0 | 0 | 0 | 0 | 0 | 0 | 0 | 0 | 0 | 0 | 0 | 0
Over 5 not over 5½ | 5.5 | 2.01 | 2.01 | 2.03 | PWLB Annuity
Over 5½ not over 6 | 6 | 2.01 | 2.01 | 2.04 | Opening balance (£) |  |  | 0 | 0 | 0 | 0 | 0 | 0 | 0 | 0 | 0 | 0 | 0 | 0 | 0 | 0 | 0 | 0 | 0 | 0 | 0 | 0 | 0 | 0 | 0 | 0 | 0 | 0 | 0 | 0 | 0 | 0 | 0 | 0 | 0 | 0 | 0 | 0 | 0 | 0 | 0 | 0 | 0 | 0 | 0 | 0 | 0 | 0 | 0 | 0 | 0 | 0
Over 6 not over 6½ | 6.5 | 2.01 | 2.01 | 2.06 | Interest (£) |  |  | 0 | 0 | 0 | 0 | 0 | 0 | 0 | 0 | 0 | 0 | 0 | 0 | 0 | 0 | 0 | 0 | 0 | 0 | 0 | 0 | 0 | 0 | 0 | 0 | 0 | 0 | 0 | 0 | 0 | 0 | 0 | 0 | 0 | 0 | 0 | 0 | 0 | 0 | 0 | 0 | 0 | 0 | 0 | 0 | 0 | 0 | 0 | 0 | 0 | 0
Over 6½ not over 7 | 7 | 2.01 | 2.01 | 2.08 | Principal (£) |  |  | 0 | 0 | 0 | 0 | 0 | 0 | 0 | 0 | 0 | 0 | 0 | 0 | 0 | 0 | 0 | 0 | 0 | 0 | 0 | 0 | 0 | 0 | 0 | 0 | 0 | 0 | 0 | 0 | 0 | 0 | 0 | 0 | 0 | 0 | 0 | 0 | 0 | 0 | 0 | 0 | 0 | 0 | 0 | 0 | 0 | 0 | 0 | 0 | 0 | 0
Over 7 not over 7½ | 7.5 | 2.01 | 2.01 | 2.1 | Instalment (£) |  |  | 0 | 0 | 0 | 0 | 0 | 0 | 0 | 0 | 0 | 0 | 0 | 0 | 0 | 0 | 0 | 0 | 0 | 0 | 0 | 0 | 0 | 0 | 0 | 0 | 0 | 0 | 0 | 0 | 0 | 0 | 0 | 0 | 0 | 0 | 0 | 0 | 0 | 0 | 0 | 0 | 0 | 0 | 0 | 0 | 0 | 0 | 0 | 0 | 0 | 0
Over 7½ not over 8 | 8 | 2.01 | 2.01 | 2.12 | Closing balance (£) |  |  | 0 | 0 | 0 | 0 | 0 | 0 | 0 | 0 | 0 | 0 | 0 | 0 | 0 | 0 | 0 | 0 | 0 | 0 | 0 | 0 | 0 | 0 | 0 | 0 | 0 | 0 | 0 | 0 | 0 | 0 | 0 | 0 | 0 | 0 | 0 | 0 | 0 | 0 | 0 | 0 | 0 | 0 | 0 | 0 | 0 | 0 | 0 | 0 | 0 | 0
Over 8 not over 8½ | 8.5 | 2.01 | 2.01 | 2.14 | PWLB Maturity
Over 8½ not over 9 | 9 | 2.02 | 2.02 | 2.17 | Opening balance (£) |  |  | 0 | 0 | 0 | 0 | 0 | 0 | 0 | 0 | 0 | 0 | 0 | 0 | 0 | 0 | 0 | 0 | 0 | 0 | 0 | 0 | 0 | 0 | 0 | 0 | 0 | 0 | 0 | 0 | 0 | 0 | 0 | 0 | 0 | 0 | 0 | 0 | 0 | 0 | 0 | 0 | 0 | 0 | 0 | 0 | 0 | 0 | 0 | 0 | 0 | 0
Over 9 not over 9½ | 9.5 | 2.02 | 2.02 | 2.19 | Interest (£) |  |  | 0 | 0 | 0 | 0 | 0 | 0 | 0 | 0 | 0 | 0 | 0 | 0 | 0 | 0 | 0 | 0 | 0 | 0 | 0 | 0 | 0 | 0 | 0 | 0 | 0 | 0 | 0 | 0 | 0 | 0 | 0 | 0 | 0 | 0 | 0 | 0 | 0 | 0 | 0 | 0 | 0 | 0 | 0 | 0 | 0 | 0 | 0 | 0 | 0 | 0
Over 9½ not over 10 | 10 | 2.03 | 2.03 | 2.22 | Principal (£) |  |  | 0 | 0 | 0 | 0 | 0 | 0 | 0 | 0 | 0 | 0 | 0 | 0 | 0 | 0 | 0 | 0 | 0 | 0 | 0 | 0 | 0 | 0 | 0 | 0 | 0 | 0 | 0 | 0 | 0 | 0 | 0 | 0 | 0 | 0 | 0 | 0 | 0 | 0 | 0 | 0 | 0 | 0 | 0 | 0 | 0 | 0 | 0 | 0 | 0 | 0
Over 10 not over 10½ | 10.5 | 2.03 | 2.03 | 2.25 | Instalment (£) |  |  | 0 | 0 | 0 | 0 | 0 | 0 | 0 | 0 | 0 | 0 | 0 | 0 | 0 | 0 | 0 | 0 | 0 | 0 | 0 | 0 | 0 | 0 | 0 | 0 | 0 | 0 | 0 | 0 | 0 | 0 | 0 | 0 | 0 | 0 | 0 | 0 | 0 | 0 | 0 | 0 | 0 | 0 | 0 | 0 | 0 | 0 | 0 | 0 | 0 | 0
Over 10½ not over 11 | 11 | 2.04 | 2.04 | 2.28 | Closing balance (£) |  |  | 0 | 0 | 0 | 0 | 0 | 0 | 0 | 0 | 0 | 0 | 0 | 0 | 0 | 0 | 0 | 0 | 0 | 0 | 0 | 0 | 0 | 0 | 0 | 0 | 0 | 0 | 0 | 0 | 0 | 0 | 0 | 0 | 0 | 0 | 0 | 0 | 0 | 0 | 0 | 0 | 0 | 0 | 0 | 0 | 0 | 0 | 0 | 0 | 0 | 0
Over 11 not over 11½ | 11.5 | 2.04 | 2.04 | 2.31
Over 11½ not over 12 | 12 | 2.05 | 2.05 | 2.33
Over 12 not over 12½ | 12.5 | 2.06 | 2.06 | 2.36
Over 12½ not over 13 | 13 | 2.07 | 2.07 | 2.39
Over 13 not over 13½ | 13.5 | 2.08 | 2.08 | 2.41
Over 13½ not over 14 | 14 | 2.09 | 2.09 | 2.43
Over 14 not over 14½ | 14.5 | 2.1 | 2.1 | 2.46
Over 14½ not over 15 | 15 | 2.11 | 2.11 | 2.48
Over 15 not over 15½ | 15.5 | 2.12 | 2.12 | 2.5
Over 15½ not over 16 | 16 | 2.13 | 2.13 | 2.51
Over 16 not over 16½ | 16.5 | 2.14 | 2.14 | 2.53
Over 16½ not over 17 | 17 | 2.16 | 2.16 | 2.55
Over 17 not over 17½ | 17.5 | 2.17 | 2.17 | 2.56
Over 17½ not over 18 | 18 | 2.18 | 2.18 | 2.57
Over 18 not over 18½ | 18.5 | 2.19 | 2.2 | 2.58
Over 18½ not over 19 | 19 | 2.21 | 2.21 | 2.59
Over 19 not over 19½ | 19.5 | 2.22 | 2.23 | 2.6
Over 19½ not over 20 | 20 | 2.24 | 2.24 | 2.61
Over 20 not over 20½ | 20.5 | 2.25 | 2.25 | 2.61
Over 20½ not over 21 | 21 | 2.26 | 2.27 | 2.62
Over 21 not over 21½ | 21.5 | 2.28 | 2.28 | 2.62
Over 21½ not over 22 | 22 | 2.29 | 2.3 | 2.63
Over 22 not over 22½ | 22.5 | 2.31 | 2.31 | 2.63
Over 22½ not over 23 | 23 | 2.32 | 2.33 | 2.63
Over 23 not over 23½ | 23.5 | 2.33 | 2.34 | 2.63
Over 23½ not over 24 | 24 | 2.35 | 2.36 | 2.63
Over 24 not over 24½ | 24.5 | 2.36 | 2.37 | 2.63
Over 24½ not over 25 | 25 | 2.37 | 2.38 | 2.63
Over 25 not over 25½ | 25.5 | 2.39 | 2.4 | 2.63
Over 25½ not over 26 | 26 | 2.4 | 2.41 | 2.63
Over 26 not over 26½ | 26.5 | 2.41 | 2.42 | 2.62
Over 26½ not over 27 | 27 | 2.42 | 2.43 | 2.62
Over 27 not over 27½ | 27.5 | 2.43 | 2.45 | 2.61
Over 27½ not over 28 | 28 | 2.44 | 2.46 | 2.61
Over 28 not over 28½ | 28.5 | 2.46 | 2.47 | 2.6
Over 28½ not over 29 | 29 | 2.47 | 2.48 | 2.6
Over 29 not over 29½ | 29.5 | 2.48 | 2.49 | 2.59
Over 29½ not over 30 | 30 | 2.49 | 2.5 | 2.58
Over 30 not over 30½ | 30.5 | 2.5 | 2.51 | 2.58
Over 30½ not over 31 | 31 | 2.5 | 2.52 | 2.57
Over 31 not over 31½ | 31.5 | 2.51 | 2.53 | 2.56
Over 31½ not over 32 | 32 | 2.52 | 2.54 | 2.55
Over 32 not over 32½ | 32.5 | 2.53 | 2.54 | 2.54
Over 32½ not over 33 | 33 | 2.54 | 2.55 | 2.54
Over 33 not over 33½ | 33.5 | 2.55 | 2.56 | 2.53
Over 33½ not over 34 | 34 | 2.55 | 2.57 | 2.52
Over 34 not over 34½ | 34.5 | 2.56 | 2.57 | 2.51
Over 34½ not over 35 | 35 | 2.57 | 2.58 | 2.51
Over 35 not over 35½ | 35.5 | 2.57 | 2.58 | 2.5
Over 35½ not over 36 | 36 | 2.58 | 2.59 | 2.49
Over 36 not over 36½ | 36.5 | 2.58 | 2.59 | 2.49
Over 36½ not over 37 | 37 | 2.59 | 2.6 | 2.48
Over 37 not over 37½ | 37.5 | 2.59 | 2.6 | 2.47
Over 37½ not over 38 | 38 | 2.6 | 2.61 | 2.47
Over 38 not over 38½ | 38.5 | 2.6 | 2.61 | 2.46
Over 38½ not over 39 | 39 | 2.6 | 2.62 | 2.46
Over 39 not over 39½ | 39.5 | 2.61 | 2.62 | 2.45
Over 39½ not over 40 | 40 | 2.61 | 2.62 | 2.45
Over 40 not over 40½ | 40.5 | 2.61 | 2.62 | 2.44
Over 40½ not over 41 | 41 | 2.62 | 2.63 | 2.44
Over 41 not over 41½ | 41.5 | 2.62 | 2.63 | 2.43
Over 41½ not over 42 | 42 | 2.62 | 2.63 | 2.43
Over 42 not over 42½ | 42.5 | 2.62 | 2.63 | 2.43
Over 42½ not over 43 | 43 | 2.63 | 2.63 | 2.42
Over 43 not over 43½ | 43.5 | 2.63 | 2.63 | 2.42
Over 43½ not over 44 | 44 | 2.63 | 2.63 | 2.42
Over 44 not over 44½ | 44.5 | 2.63 | 2.63 | 2.41
Over 44½ not over 45 | 45 | 2.63 | 2.63 | 2.41
Over 45 not over 45½ | 45.5 | 2.63 | 2.63 | 2.41
Over 45½ not over 46 | 46 | 2.63 | 2.63 | 2.4
Over 46 not over 46½ | 46.5 | 2.63 | 2.63 | 2.4
Over 46½ not over 47 | 47 | 2.63 | 2.63 | 2.4
Over 47 not over 47½ | 47.5 | 2.63 | 2.63 | 2.39
Over 47½ not over 48 | 48 | 2.63 | 2.63 | 2.39
Over 48 not over 48½ | 48.5 | 2.63 | 2.63 | 2.39
Over 48½ not over 49 | 49 | 2.63 | 2.62 | 2.38
Over 49 not over 49½ | 49.5 | 2.63 | 2.62 | 2.38
Over 49½ not over 50 | 50 | 2.63 | 2.62 | 2.37

## Price indexing
2019 Real prices
| Sector | units6 | 2020 | 2021 | 2022 | 2023 | 2024 | 2025 | 2026 | 2027 | 2028 | 2029 | 2030 | 2031 | 2032 | 2033 | 2034 | 2035 | 2036 | 2037 | 2038 | 2039 | 2040 | 2041 | 2042 | 2043 | 2044 | 2045 | 2046 | 2047 | 2048 | 2049 | 2050 | 2051 | 2052 | 2053 | 2054 | 2055 | 2056 | 2057 | 2058 | 2059 | 2060 | 2061 | 2062 | 2063 | 2064 | 2065 | 2066 | 2067 | 2068 | 2069 | 2070 | 2071 | 2072 | 2073 | 2074 | 2075 | 2076 | 2077 | 2078 | 2079 | 2080
Ref scenario | Services | p/kWh | 13.9316 | 13.7127 | 13.9944 | 14.2853 | 14.2818 | 14.2572 | 14.3409 | 14.733 | 14.2278 | 14.0262 | 14.1252 | 14.0016 | 14.0099 | 13.6624 | 13.2811 | 12.886 | 12.4321 | 12.4321 | 12.4321 | 12.4321 | 12.4321 | 12.4321 | 12.4321 | 12.4321 | 12.4321 | 12.4321 | 12.4321 | 12.4321 | 12.4321 | 12.4321 | 12.4321 | 12.4321 | 12.4321 | 12.4321 | 12.4321 | 12.4321 | 12.4321 | 12.4321 | 12.4321 | 12.4321 | 12.4321 | 12.4321 | 12.4321 | 12.4321 | 12.4321 | 12.4321 | 12.4321 | 12.4321 | 12.4321 | 12.4321 | 12.4321 | 12.4321 | 12.4321 | 12.4321 | 12.4321 | 12.4321 | 12.4321 | 12.4321 | 12.4321 | 12.4321 | 12.4321
Low prices | Services7 | p/kWh | 12.9983 | 13.0045 | 13.0731 | 13.2252 | 13.2789 | 13.3617 | 13.4737 | 13.9723 | 13.6034 | 13.331 | 13.4337 | 13.4329 | 13.5108 | 13.2239 | 12.7705 | 12.3385 | 11.9539 | 11.9539 | 11.9539 | 11.9539 | 11.9539 | 11.9539 | 11.9539 | 11.9539 | 11.9539 | 11.9539 | 11.9539 | 11.9539 | 11.9539 | 11.9539 | 11.9539 | 11.9539 | 11.9539 | 11.9539 | 11.9539 | 11.9539 | 11.9539 | 11.9539 | 11.9539 | 11.9539 | 11.9539 | 11.9539 | 11.9539 | 11.9539 | 11.9539 | 11.9539 | 11.9539 | 11.9539 | 11.9539 | 11.9539 | 11.9539 | 11.9539 | 11.9539 | 11.9539 | 11.9539 | 11.9539 | 11.9539 | 11.9539 | 11.9539 | 11.9539 | 11.9539
High prices | Services7 | p/kWh | 15.4227 | 14.7803 | 15.4053 | 15.8456 | 15.6253 | 15.486 | 15.3895 | 15.5386 | 15.0522 | 14.6845 | 14.7006 | 14.5912 | 14.5886 | 14.2311 | 13.7522 | 13.3648 | 12.9678 | 12.9678 | 12.9678 | 12.9678 | 12.9678 | 12.9678 | 12.9678 | 12.9678 | 12.9678 | 12.9678 | 12.9678 | 12.9678 | 12.9678 | 12.9678 | 12.9678 | 12.9678 | 12.9678 | 12.9678 | 12.9678 | 12.9678 | 12.9678 | 12.9678 | 12.9678 | 12.9678 | 12.9678 | 12.9678 | 12.9678 | 12.9678 | 12.9678 | 12.9678 | 12.9678 | 12.9678 | 12.9678 | 12.9678 | 12.9678 | 12.9678 | 12.9678 | 12.9678 | 12.9678 | 12.9678 | 12.9678 | 12.9678 | 12.9678 | 12.9678 | 12.9678
Low growth | Services7 | p/kWh | 13.9466 | 13.7337 | 14.0098 | 14.3166 | 14.3117 | 14.2868 | 14.3843 | 14.7626 | 14.2425 | 13.981 | 14.1101 | 14.0305 | 14.0493 | 13.6825 | 13.2712 | 12.8356 | 12.4919 | 12.4919 | 12.4919 | 12.4919 | 12.4919 | 12.4919 | 12.4919 | 12.4919 | 12.4919 | 12.4919 | 12.4919 | 12.4919 | 12.4919 | 12.4919 | 12.4919 | 12.4919 | 12.4919 | 12.4919 | 12.4919 | 12.4919 | 12.4919 | 12.4919 | 12.4919 | 12.4919 | 12.4919 | 12.4919 | 12.4919 | 12.4919 | 12.4919 | 12.4919 | 12.4919 | 12.4919 | 12.4919 | 12.4919 | 12.4919 | 12.4919 | 12.4919 | 12.4919 | 12.4919 | 12.4919 | 12.4919 | 12.4919 | 12.4919 | 12.4919 | 12.4919
High growth | Services7 | p/kWh | 13.9049 | 13.6837 | 13.9577 | 14.2638 | 14.2346 | 14.2011 | 14.2883 | 14.6442 | 14.1703 | 13.8652 | 14.0276 | 13.9045 | 13.8822 | 13.6127 | 13.2451 | 12.8551 | 12.4174 | 12.4174 | 12.4174 | 12.4174 | 12.4174 | 12.4174 | 12.4174 | 12.4174 | 12.4174 | 12.4174 | 12.4174 | 12.4174 | 12.4174 | 12.4174 | 12.4174 | 12.4174 | 12.4174 | 12.4174 | 12.4174 | 12.4174 | 12.4174 | 12.4174 | 12.4174 | 12.4174 | 12.4174 | 12.4174 | 12.4174 | 12.4174 | 12.4174 | 12.4174 | 12.4174 | 12.4174 | 12.4174 | 12.4174 | 12.4174 | 12.4174 | 12.4174 | 12.4174 | 12.4174 | 12.4174 | 12.4174 | 12.4174 | 12.4174 | 12.4174 | 12.4174
Existing policies | Services7 | p/kWh | 13.913 | 13.689 | 13.9471 | 14.2744 | 14.2458 | 14.2099 | 14.3089 | 14.6599 | 14.189 | 13.9668 | 14.1496 | 13.8529 | 13.7114 | 13.4652 | 13.0748 | 12.6358 | 12.2994 | 12.2994 | 12.2994 | 12.2994 | 12.2994 | 12.2994 | 12.2994 | 12.2994 | 12.2994 | 12.2994 | 12.2994 | 12.2994 | 12.2994 | 12.2994 | 12.2994 | 12.2994 | 12.2994 | 12.2994 | 12.2994 | 12.2994 | 12.2994 | 12.2994 | 12.2994 | 12.2994 | 12.2994 | 12.2994 | 12.2994 | 12.2994 | 12.2994 | 12.2994 | 12.2994 | 12.2994 | 12.2994 | 12.2994 | 12.2994 | 12.2994 | 12.2994 | 12.2994 | 12.2994 | 12.2994 | 12.2994 | 12.2994 | 12.2994 | 12.2994 | 12.2994
Baseline | Services7 | p/kWh | 11.076 | 11.2983 | 11.1257 | 11.5365 | 11.5162 | 11.6366 | 11.7559 | 12.0098 | 11.6857 | 11.7825 | 12.1358 | 12.1825 | 12.1269 | 12.06 | 11.8535 | 11.64 | 11.4609 | 11.4609 | 11.4609 | 11.4609 | 11.4609 | 11.4609 | 11.4609 | 11.4609 | 11.4609 | 11.4609 | 11.4609 | 11.4609 | 11.4609 | 11.4609 | 11.4609 | 11.4609 | 11.4609 | 11.4609 | 11.4609 | 11.4609 | 11.4609 | 11.4609 | 11.4609 | 11.4609 | 11.4609 | 11.4609 | 11.4609 | 11.4609 | 11.4609 | 11.4609 | 11.4609 | 11.4609 | 11.4609 | 11.4609 | 11.4609 | 11.4609 | 11.4609 | 11.4609 | 11.4609 | 11.4609 | 11.4609 | 11.4609 | 11.4609 | 11.4609 | 11.4609
2020 inflation adjusted Real prices |  | 2020: 2.5%
| Sector | units6 | 2020 | 2021 | 2022 | 2023 | 2024 | 2025 | 2026 | 2027 | 2028 | 2029 | 2030 | 2031 | 2032 | 2033 | 2034 | 2035 | 2036 | 2037 | 2038 | 2039 | 2040 | 2041 | 2042 | 2043 | 2044 | 2045 | 2046 | 2047 | 2048 | 2049 | 2050 | 2051 | 2052 | 2053 | 2054 | 2055 | 2056 | 2057 | 2058 | 2059 | 2060 | 2061 | 2062 | 2063 | 2064 | 2065 | 2066 | 2067 | 2068 | 2069 | 2070 | 2071 | 2072 | 2073 | 2074 | 2075 | 2076 | 2077 | 2078 | 2079 | 2080
Ref scenario | Services | p/kWh | 14.2799 | 14.0555 | 14.3442 | 14.6424 | 14.6389 | 14.6136 | 14.6994 | 15.1014 | 14.5835 | 14.3769 | 14.4783 | 14.3516 | 14.3602 | 14.004 | 13.6131 | 13.2082 | 12.7429 | 12.7429 | 12.7429 | 12.7429 | 12.7429 | 12.7429 | 12.7429 | 12.7429 | 12.7429 | 12.7429 | 12.7429 | 12.7429 | 12.7429 | 12.7429 | 12.7429 | 12.7429 | 12.7429 | 12.7429 | 12.7429 | 12.7429 | 12.7429 | 12.7429 | 12.7429 | 12.7429 | 12.7429 | 12.7429 | 12.7429 | 12.7429 | 12.7429 | 12.7429 | 12.7429 | 12.7429 | 12.7429 | 12.7429 | 12.7429 | 12.7429 | 12.7429 | 12.7429 | 12.7429 | 12.7429 | 12.7429 | 12.7429 | 12.7429 | 12.7429 | 12.7429
Low prices | Services7 | p/kWh | 13.3233 | 13.3296 | 13.3999 | 13.5558 | 13.6109 | 13.6958 | 13.8106 | 14.3216 | 13.9435 | 13.6643 | 13.7695 | 13.7687 | 13.8485 | 13.5545 | 13.0898 | 12.647 | 12.2527 | 12.2527 | 12.2527 | 12.2527 | 12.2527 | 12.2527 | 12.2527 | 12.2527 | 12.2527 | 12.2527 | 12.2527 | 12.2527 | 12.2527 | 12.2527 | 12.2527 | 12.2527 | 12.2527 | 12.2527 | 12.2527 | 12.2527 | 12.2527 | 12.2527 | 12.2527 | 12.2527 | 12.2527 | 12.2527 | 12.2527 | 12.2527 | 12.2527 | 12.2527 | 12.2527 | 12.2527 | 12.2527 | 12.2527 | 12.2527 | 12.2527 | 12.2527 | 12.2527 | 12.2527 | 12.2527 | 12.2527 | 12.2527 | 12.2527 | 12.2527 | 12.2527
High prices | Services7 | p/kWh | 15.8083 | 15.1498 | 15.7904 | 16.2417 | 16.0159 | 15.8731 | 15.7742 | 15.927 | 15.4285 | 15.0517 | 15.0681 | 14.9559 | 14.9533 | 14.5869 | 14.096 | 13.6989 | 13.292 | 13.292 | 13.292 | 13.292 | 13.292 | 13.292 | 13.292 | 13.292 | 13.292 | 13.292 | 13.292 | 13.292 | 13.292 | 13.292 | 13.292 | 13.292 | 13.292 | 13.292 | 13.292 | 13.292 | 13.292 | 13.292 | 13.292 | 13.292 | 13.292 | 13.292 | 13.292 | 13.292 | 13.292 | 13.292 | 13.292 | 13.292 | 13.292 | 13.292 | 13.292 | 13.292 | 13.292 | 13.292 | 13.292 | 13.292 | 13.292 | 13.292 | 13.292 | 13.292 | 13.292
Low growth | Services7 | p/kWh | 14.2953 | 14.0771 | 14.3601 | 14.6745 | 14.6695 | 14.6439 | 14.744 | 15.1317 | 14.5986 | 14.3305 | 14.4629 | 14.3813 | 14.4005 | 14.0246 | 13.603 | 13.1565 | 12.8041 | 12.8041 | 12.8041 | 12.8041 | 12.8041 | 12.8041 | 12.8041 | 12.8041 | 12.8041 | 12.8041 | 12.8041 | 12.8041 | 12.8041 | 12.8041 | 12.8041 | 12.8041 | 12.8041 | 12.8041 | 12.8041 | 12.8041 | 12.8041 | 12.8041 | 12.8041 | 12.8041 | 12.8041 | 12.8041 | 12.8041 | 12.8041 | 12.8041 | 12.8041 | 12.8041 | 12.8041 | 12.8041 | 12.8041 | 12.8041 | 12.8041 | 12.8041 | 12.8041 | 12.8041 | 12.8041 | 12.8041 | 12.8041 | 12.8041 | 12.8041 | 12.8041
High growth | Services7 | p/kWh | 14.2526 | 14.0258 | 14.3066 | 14.6204 | 14.5905 | 14.5561 | 14.6455 | 15.0103 | 14.5246 | 14.2118 | 14.3783 | 14.2521 | 14.2293 | 13.953 | 13.5762 | 13.1765 | 12.7278 | 12.7278 | 12.7278 | 12.7278 | 12.7278 | 12.7278 | 12.7278 | 12.7278 | 12.7278 | 12.7278 | 12.7278 | 12.7278 | 12.7278 | 12.7278 | 12.7278 | 12.7278 | 12.7278 | 12.7278 | 12.7278 | 12.7278 | 12.7278 | 12.7278 | 12.7278 | 12.7278 | 12.7278 | 12.7278 | 12.7278 | 12.7278 | 12.7278 | 12.7278 | 12.7278 | 12.7278 | 12.7278 | 12.7278 | 12.7278 | 12.7278 | 12.7278 | 12.7278 | 12.7278 | 12.7278 | 12.7278 | 12.7278 | 12.7278 | 12.7278 | 12.7278
Existing policies | Services7 | p/kWh | 14.2609 | 14.0312 | 14.2958 | 14.6313 | 14.6019 | 14.5651 | 14.6667 | 15.0264 | 14.5437 | 14.316 | 14.5034 | 14.1993 | 14.0542 | 13.8019 | 13.4017 | 12.9517 | 12.6069 | 12.6069 | 12.6069 | 12.6069 | 12.6069 | 12.6069 | 12.6069 | 12.6069 | 12.6069 | 12.6069 | 12.6069 | 12.6069 | 12.6069 | 12.6069 | 12.6069 | 12.6069 | 12.6069 | 12.6069 | 12.6069 | 12.6069 | 12.6069 | 12.6069 | 12.6069 | 12.6069 | 12.6069 | 12.6069 | 12.6069 | 12.6069 | 12.6069 | 12.6069 | 12.6069 | 12.6069 | 12.6069 | 12.6069 | 12.6069 | 12.6069 | 12.6069 | 12.6069 | 12.6069 | 12.6069 | 12.6069 | 12.6069 | 12.6069 | 12.6069 | 12.6069
Baseline | Services7 | p/kWh | 11.3529 | 11.5808 | 11.4039 | 11.8249 | 11.8041 | 11.9275 | 12.0498 | 12.31 | 11.9778 | 12.0771 | 12.4392 | 12.487 | 12.43 | 12.3615 | 12.1498 | 11.931 | 11.7474 | 11.7474 | 11.7474 | 11.7474 | 11.7474 | 11.7474 | 11.7474 | 11.7474 | 11.7474 | 11.7474 | 11.7474 | 11.7474 | 11.7474 | 11.7474 | 11.7474 | 11.7474 | 11.7474 | 11.7474 | 11.7474 | 11.7474 | 11.7474 | 11.7474 | 11.7474 | 11.7474 | 11.7474 | 11.7474 | 11.7474 | 11.7474 | 11.7474 | 11.7474 | 11.7474 | 11.7474 | 11.7474 | 11.7474 | 11.7474 | 11.7474 | 11.7474 | 11.7474 | 11.7474 | 11.7474 | 11.7474 | 11.7474 | 11.7474 | 11.7474 | 11.7474
Index factors
|  |  | 2020 | 2021 | 2022 | 2023 | 2024 | 2025 | 2026 | 2027 | 2028 | 2029 | 2030 | 2031 | 2032 | 2033 | 2034 | 2035 | 2036 | 2037 | 2038 | 2039 | 2040 | 2041 | 2042 | 2043 | 2044 | 2045 | 2046 | 2047 | 2048 | 2049 | 2050 | 2051 | 2052 | 2053 | 2054 | 2055 | 2056 | 2057 | 2058 | 2059 | 2060 | 2061 | 2062 | 2063 | 2064 | 2065 | 2066 | 2067 | 2068 | 2069 | 2070 | 2071 | 2072 | 2073 | 2074 | 2075 | 2076 | 2077 | 2078 | 2079 | 2080
| None |  | 100% | 100% | 100% | 100% | 100% | 100% | 100% | 100% | 100% | 100% | 100% | 100% | 100% | 100% | 100% | 100% | 100% | 100% | 100% | 100% | 100% | 100% | 100% | 100% | 100% | 100% | 100% | 100% | 100% | 100% | 100% | 100% | 100% | 100% | 100% | 100% | 100% | 100% | 100% | 100% | 100% | 100% | 100% | 100% | 100% | 100% | 100% | 100% | 100% | 100% | 100% | 100% | 100% | 100% | 100% | 100% | 100% | 100% | 100% | 100% | 100%
| BEIS Ref scenario |  | 100% | 98.43% | 100.5% | 102.5% | 102.5% | 102.3% | 102.9% | 105.8% | 102.1% | 100.7% | 101.4% | 100.5% | 100.6% | 98.07% | 95.33% | 92.5% | 89.24% | 89.24% | 89.24% | 89.24% | 89.24% | 89.24% | 89.24% | 89.24% | 89.24% | 89.24% | 89.24% | 89.24% | 89.24% | 89.24% | 89.24% | 89.24% | 89.24% | 89.24% | 89.24% | 89.24% | 89.24% | 89.24% | 89.24% | 89.24% | 89.24% | 89.24% | 89.24% | 89.24% | 89.24% | 89.24% | 89.24% | 89.24% | 89.24% | 89.24% | 89.24% | 89.24% | 89.24% | 89.24% | 89.24% | 89.24% | 89.24% | 89.24% | 89.24% | 89.24% | 89.24%
| BEIS Low prices |  | 100% | 100% | 100.6% | 101.7% | 102.2% | 102.8% | 103.7% | 107.5% | 104.7% | 102.6% | 103.3% | 103.3% | 103.9% | 101.7% | 98.25% | 94.92% | 91.96% | 91.96% | 91.96% | 91.96% | 91.96% | 91.96% | 91.96% | 91.96% | 91.96% | 91.96% | 91.96% | 91.96% | 91.96% | 91.96% | 91.96% | 91.96% | 91.96% | 91.96% | 91.96% | 91.96% | 91.96% | 91.96% | 91.96% | 91.96% | 91.96% | 91.96% | 91.96% | 91.96% | 91.96% | 91.96% | 91.96% | 91.96% | 91.96% | 91.96% | 91.96% | 91.96% | 91.96% | 91.96% | 91.96% | 91.96% | 91.96% | 91.96% | 91.96% | 91.96% | 91.96%
| BEIS High prices |  | 100% | 95.83% | 99.89% | 102.7% | 101.3% | 100.4% | 99.78% | 100.8% | 97.6% | 95.21% | 95.32% | 94.61% | 94.59% | 92.27% | 89.17% | 86.66% | 84.08% | 84.08% | 84.08% | 84.08% | 84.08% | 84.08% | 84.08% | 84.08% | 84.08% | 84.08% | 84.08% | 84.08% | 84.08% | 84.08% | 84.08% | 84.08% | 84.08% | 84.08% | 84.08% | 84.08% | 84.08% | 84.08% | 84.08% | 84.08% | 84.08% | 84.08% | 84.08% | 84.08% | 84.08% | 84.08% | 84.08% | 84.08% | 84.08% | 84.08% | 84.08% | 84.08% | 84.08% | 84.08% | 84.08% | 84.08% | 84.08% | 84.08% | 84.08% | 84.08% | 84.08%
| BEIS Low growth |  | 100% | 98.47% | 100.5% | 102.7% | 102.6% | 102.4% | 103.1% | 105.9% | 102.1% | 100.2% | 101.2% | 100.6% | 100.7% | 98.11% | 95.16% | 92.03% | 89.57% | 89.57% | 89.57% | 89.57% | 89.57% | 89.57% | 89.57% | 89.57% | 89.57% | 89.57% | 89.57% | 89.57% | 89.57% | 89.57% | 89.57% | 89.57% | 89.57% | 89.57% | 89.57% | 89.57% | 89.57% | 89.57% | 89.57% | 89.57% | 89.57% | 89.57% | 89.57% | 89.57% | 89.57% | 89.57% | 89.57% | 89.57% | 89.57% | 89.57% | 89.57% | 89.57% | 89.57% | 89.57% | 89.57% | 89.57% | 89.57% | 89.57% | 89.57% | 89.57% | 89.57%
| BEIS High growth |  | 100% | 98.41% | 100.4% | 102.6% | 102.4% | 102.1% | 102.8% | 105.3% | 101.9% | 99.71% | 100.9% | 100% | 99.84% | 97.9% | 95.25% | 92.45% | 89.3% | 89.3% | 89.3% | 89.3% | 89.3% | 89.3% | 89.3% | 89.3% | 89.3% | 89.3% | 89.3% | 89.3% | 89.3% | 89.3% | 89.3% | 89.3% | 89.3% | 89.3% | 89.3% | 89.3% | 89.3% | 89.3% | 89.3% | 89.3% | 89.3% | 89.3% | 89.3% | 89.3% | 89.3% | 89.3% | 89.3% | 89.3% | 89.3% | 89.3% | 89.3% | 89.3% | 89.3% | 89.3% | 89.3% | 89.3% | 89.3% | 89.3% | 89.3% | 89.3% | 89.3%
| BEIS Existing policies |  | 100% | 98.39% | 100.2% | 102.6% | 102.4% | 102.1% | 102.8% | 105.4% | 102% | 100.4% | 101.7% | 99.57% | 98.55% | 96.78% | 93.98% | 90.82% | 88.4% | 88.4% | 88.4% | 88.4% | 88.4% | 88.4% | 88.4% | 88.4% | 88.4% | 88.4% | 88.4% | 88.4% | 88.4% | 88.4% | 88.4% | 88.4% | 88.4% | 88.4% | 88.4% | 88.4% | 88.4% | 88.4% | 88.4% | 88.4% | 88.4% | 88.4% | 88.4% | 88.4% | 88.4% | 88.4% | 88.4% | 88.4% | 88.4% | 88.4% | 88.4% | 88.4% | 88.4% | 88.4% | 88.4% | 88.4% | 88.4% | 88.4% | 88.4% | 88.4% | 88.4%
| BEIS Baseline |  | 100% | 102% | 100.4% | 104.2% | 104% | 105.1% | 106.1% | 108.4% | 105.5% | 106.4% | 109.6% | 110% | 109.5% | 108.9% | 107% | 105.1% | 103.5% | 103.5% | 103.5% | 103.5% | 103.5% | 103.5% | 103.5% | 103.5% | 103.5% | 103.5% | 103.5% | 103.5% | 103.5% | 103.5% | 103.5% | 103.5% | 103.5% | 103.5% | 103.5% | 103.5% | 103.5% | 103.5% | 103.5% | 103.5% | 103.5% | 103.5% | 103.5% | 103.5% | 103.5% | 103.5% | 103.5% | 103.5% | 103.5% | 103.5% | 103.5% | 103.5% | 103.5% | 103.5% | 103.5% | 103.5% | 103.5% | 103.5% | 103.5% | 103.5% | 103.5%
Index in model: | None |  | 100% | 100% | 100% | 100% | 100% | 100% | 100% | 100% | 100% | 100% | 100% | 100% | 100% | 100% | 100% | 100% | 100% | 100% | 100% | 100% | 100% | 100% | 100% | 100% | 100% | 100% | 100% | 100% | 100% | 100% | 100% | 100% | 100% | 100% | 100% | 100% | 100% | 100% | 100% | 100% | 100% | 100% | 100% | 100% | 100% | 100% | 100% | 100% | 100% | 100% | 100% | 100% | 100% | 100% | 100% | 100% | 100% | 100% | 100% | 100% | 100%
|  |  |  | 2001 | 2002 | 2003 | 2004 | 2005 | 2006 | 2007 | 2008 | 2009 | 2010 | 2011 | 2012 | 2013 | 2014 | 2015 | 2016 | 2017 | 2018 | 2019 | 2020 | 2021 | 2022 | 2023 | 2024 | 2025 | 2026 | 2027 | 2028 | 2029 | 2030 | 2031 | 2032 | 2033 | 2034 | 2035
|  |  |  | 4.7884 | 4.4038 | 4.8635 | 5.2683 | 6.6197 | 8.4395 | 8.5846 | 9.468 | 10.3668 | 9.019 | 9.2621 | 9.9011 | 10.4373 | 10.7897 | 11.1617 | 10.749 | 11.0879 | 11.9439 | 13.6638
|  |  |  | 4.7884 | 4.4038 | 4.8635 | 5.2683 | 6.6197 | 8.4395 | 8.5846 | 9.468 | 10.3668 | 9.019 | 9.2621 | 9.9011 | 10.4373 | 10.7897 | 11.1617 | 10.749 | 11.0879 | 11.9439 | 13.1417
|  |  |  | 4.7884 | 4.4037 | 4.8635 | 5.2683 | 6.6197 | 8.4395 | 8.5846 | 9.468 | 10.3668 | 9.019 | 9.2621 | 9.9011 | 10.4373 | 10.7897 | 11.1617 | 10.749 | 11.0879 | 11.9439 | 14.3745
|  |  |  | 4.7884 | 4.4038 | 4.8635 | 5.2683 | 6.6197 | 8.4395 | 8.5846 | 9.468 | 10.3668 | 9.019 | 9.2621 | 9.9011 | 10.4373 | 10.7897 | 11.1617 | 10.749 | 11.0879 | 11.9439 | 13.6757
|  |  |  | 4.7884 | 4.4038 | 4.8635 | 5.2683 | 6.6197 | 8.4395 | 8.5846 | 9.468 | 10.3668 | 9.019 | 9.2621 | 9.9011 | 10.4373 | 10.7897 | 11.1617 | 10.749 | 11.0879 | 11.9439 | 13.6611
|  |  |  | 4.7884 | 4.4038 | 4.8635 | 5.2683 | 6.6197 | 8.4395 | 8.5846 | 9.468 | 10.3668 | 9.019 | 9.2621 | 9.9011 | 10.4373 | 10.7897 | 11.1617 | 10.749 | 11.0879 | 11.9439 | 13.6657
|  |  |  | 4.8211 | 4.4365 | 4.8961 | 5.3009 | 6.652 | 8.4685 | 8.6128 | 9.5036 | 10.3954 | 9.022 | 9.3035 | 9.736 | 10.0422 | 10.2527 | 10.2912 | 9.4992 | 9.3132 | 10.3127 | 11.5194

## Irradiance Data (MCS)
Zone | Location | Orientation | kWh/kWp | ID
1 | London | South | 977 | LondonSouth | select location
1 | London | SE or SW | 925 | LondonSE or SW | London | South | BristolSouth | 964
1 | London | E or W | 795 | LondonE or W | Brighton | SE or SW
2 | Brighton | South | 1121 | BrightonSouth | Southampton | E or W
2 | Brighton | SE or SW | 1058 | BrightonSE or SW | Plymouth
2 | Brighton | E or W | 896 | BrightonE or W | Bristol
3 | Southampton | South | 1014 | SouthamptonSouth | Cardiff
3 | Southampton | SE or SW | 960 | SouthamptonSE or SW | Birmingham
3 | Southampton | E or W | 822 | SouthamptonE or W | Manchester
4 | Plymouth | South | 1082 | PlymouthSouth | Chester
4 | Plymouth | SE or SW | 1025 | PlymouthSE or SW | Dumfries
4 | Plymouth | E or W | 874 | PlymouthE or W | Carlisle
5E | Bristol | South | 964 | BristolSouth | Newcastle
5E | Bristol | SE or SW | 914 | BristolSE or SW | Edinburgh
5E | Bristol | E or W | 787 | BristolE or W | Middlesborough
5W | Cardiff | South | 943 | CardiffSouth | Sheffield
5W | Cardiff | SE or SW | 895 | CardiffSE or SW | Norwich
5W | Cardiff | E or W | 772 | CardiffE or W | Aberystwith
6 | Birmingham | South | 929 | BirminghamSouth | Glasgow
6 | Birmingham | SE or SW | 881 | BirminghamSE or SW | Dundee
6 | Birmingham | E or W | 760 | BirminghamE or W | Aberdeen
7E | Manchester | South | 859 | ManchesterSouth | Inverness
7E | Manchester | SE or SW | 817 | ManchesterSE or SW | Stornoway
7E | Manchester | E or W | 708 | ManchesterE or W | Kirkwall
7W | Chester | South | 924 | ChesterSouth | Lerwick
7W | Chester | SE or SW | 875 | ChesterSE or SW | Belfast
7W | Chester | E or W | 752 | ChesterE or W
8S | Dumfries | South | 858 | DumfriesSouth
8S | Dumfries | SE or SW | 813 | DumfriesSE or SW
8S | Dumfries | E or W | 698 | DumfriesE or W
8E | Carlisle | South | 870 | CarlisleSouth
8E | Carlisle | SE or SW | 823 | CarlisleSE or SW
8E | Carlisle | E or W | 707 | CarlisleE or W
9E | Newcastle | South | 894 | NewcastleSouth
9E | Newcastle | SE or SW | 844 | NewcastleSE or SW
9E | Newcastle | E or W | 719 | NewcastleE or W
9S | Edinburgh | South | 892 | EdinburghSouth
9S | Edinburgh | SE or SW | 842 | EdinburghSE or SW
9S | Edinburgh | E or W | 717 | EdinburghE or W
10 | Middlesborough | South | 904 | MiddlesboroughSouth
10 | Middlesborough | SE or SW | 854 | MiddlesboroughSE or SW
10 | Middlesborough | E or W | 727 | MiddlesboroughE or W
11 | Sheffield | South | 885 | SheffieldSouth
11 | Sheffield | SE or SW | 838 | SheffieldSE or SW
11 | Sheffield | E or W | 721 | SheffieldE or W
12 | Norwich | South | 953 | NorwichSouth
12 | Norwich | SE or SW | 903 | NorwichSE or SW
12 | Norwich | E or W | 776 | NorwichE or W
13 | Aberystwith | South | 917 | AberystwithSouth
13 | Aberystwith | SE or SW | 873 | AberystwithSE or SW
13 | Aberystwith | E or W | 755 | AberystwithE or W
14 | Glasgow | South | 826 | GlasgowSouth
14 | Glasgow | SE or SW | 785 | GlasgowSE or SW
14 | Glasgow | E or W | 678 | GlasgowE or W
15 | Dundee | South | 927 | DundeeSouth
15 | Dundee | SE or SW | 874 | DundeeSE or SW
15 | Dundee | E or W | 738 | DundeeE or W
16 | Aberdeen | South | 862 | AberdeenSouth
16 | Aberdeen | SE or SW | 815 | AberdeenSE or SW
16 | Aberdeen | E or W | 696 | AberdeenE or W
17 | Inverness | South | 826 | InvernessSouth
17 | Inverness | SE or SW | 782 | InvernessSE or SW
17 | Inverness | E or W | 672 | InvernessE or W
18 | Stornoway | South | 786 | StornowaySouth
18 | Stornoway | SE or SW | 749 | StornowaySE or SW
18 | Stornoway | E or W | 653 | StornowayE or W
19 | Kirkwall | South | 752 | KirkwallSouth
19 | Kirkwall | SE or SW | 716 | KirkwallSE or SW
19 | Kirkwall | E or W | 625 | KirkwallE or W
20 | Lerwick | South | 731 | LerwickSouth
20 | Lerwick | SE or SW | 697 | LerwickSE or SW
20 | Lerwick | E or W | 609 | LerwickE or W
21 | Belfast | South | 838 | BelfastSouth
21 | Belfast | SE or SW | 795 | BelfastSE or SW
21 | Belfast | E or W | 685 | BelfastE or W
Note on E2: [Threaded comment] Your version of Excel allows you to read this threaded comment; however, any edits to it will get removed if the file is opened in a newer version of Excel. Learn more: https://go.microsoft.com/fwlink/?linkid=870924 Comment: at 30 degree tilt angle.